## data
in:WIDTH | in:LENGTH | in:HIGHT | in:ORIENTATION | in:WINDOWS RATIO | in:SKYLIGHT RATIO | out:AREA | out:CUORT LENGTH | out:CUORT WIDTH | out:FORM FACTOR | out:S/V RATIO | out:COOLING LOAD (KWH/M2) | out:HEATING LOAD (KWH/M2) | out:TOTAL LOAD (KWH/M2) | img | threeD
30 | 30 | 8 | 0 | 10% | 10% | 1800 | 8 | 8 | 1.5333 | 0.38333 | 43.7745 | 1.5594 | 45.334 | WIDTH30_LENGTH30_HIGHT8_ORIENTATION0_WINDOWSRATIO10%_SKYLIGHTRATIO10%_3Dview.png | WIDTH30_LENGTH30_HIGHT8_ORIENTATION0_WINDOWSRATIO10%_SKYLIGHTRATIO10%.json
30 | 30 | 8 | 45 | 10% | 10% | 1800 | 8 | 8 | 1.5333 | 0.38333 | 43.6477 | 1.6249 | 45.2726 | WIDTH40_LENGTH30_HIGHT8_ORIENTATION0_WINDOWSRATIO10%_SKYLIGHTRATIO10%_3Dview.png | WIDTH40_LENGTH30_HIGHT8_ORIENTATION0_WINDOWSRATIO10%_SKYLIGHTRATIO10%.json
30 | 30 | 8 | 90 | 10% | 10% | 1800 | 8 | 8 | 1.5333 | 0.38333 | 43.7745 | 1.5594 | 45.334 | WIDTH50_LENGTH30_HIGHT8_ORIENTATION0_WINDOWSRATIO10%_SKYLIGHTRATIO10%_3Dview.png | WIDTH50_LENGTH30_HIGHT8_ORIENTATION0_WINDOWSRATIO10%_SKYLIGHTRATIO10%.json
30 | 30 | 8 | 135 | 10% | 10% | 1800 | 8 | 8 | 1.5333 | 0.38333 | 43.6476 | 1.6252 | 45.2729 | WIDTH60_LENGTH30_HIGHT8_ORIENTATION0_WINDOWSRATIO10%_SKYLIGHTRATIO10%_3Dview.png | WIDTH60_LENGTH30_HIGHT8_ORIENTATION0_WINDOWSRATIO10%_SKYLIGHTRATIO10%.json
30 | 30 | 8 | 180 | 10% | 10% | 1800 | 8 | 8 | 1.5333 | 0.38333 | 43.7745 | 1.5594 | 45.334 | WIDTH30_LENGTH40_HIGHT8_ORIENTATION0_WINDOWSRATIO10%_SKYLIGHTRATIO10%_3Dview.png | WIDTH30_LENGTH40_HIGHT8_ORIENTATION0_WINDOWSRATIO10%_SKYLIGHTRATIO10%.json
30 | 30 | 8 | 225 | 10% | 10% | 1800 | 8 | 8 | 1.5333 | 0.38333 | 43.6476 | 1.6252 | 45.2729 | WIDTH40_LENGTH40_HIGHT8_ORIENTATION0_WINDOWSRATIO10%_SKYLIGHTRATIO10%_3Dview.png | WIDTH40_LENGTH40_HIGHT8_ORIENTATION0_WINDOWSRATIO10%_SKYLIGHTRATIO10%.json
30 | 30 | 8 | 270 | 10% | 10% | 1800 | 8 | 8 | 1.5333 | 0.38333 | 43.7745 | 1.5594 | 45.334 | WIDTH50_LENGTH40_HIGHT8_ORIENTATION0_WINDOWSRATIO10%_SKYLIGHTRATIO10%_3Dview.png | WIDTH50_LENGTH40_HIGHT8_ORIENTATION0_WINDOWSRATIO10%_SKYLIGHTRATIO10%.json
30 | 30 | 8 | 315 | 10% | 10% | 1800 | 8 | 8 | 1.5333 | 0.38333 | 43.6477 | 1.6249 | 45.2726 | WIDTH60_LENGTH40_HIGHT8_ORIENTATION0_WINDOWSRATIO10%_SKYLIGHTRATIO10%_3Dview.png | WIDTH60_LENGTH40_HIGHT8_ORIENTATION0_WINDOWSRATIO10%_SKYLIGHTRATIO10%.json
30 | 30 | 8 | 0 | 20% | 10% | 1800 | 8 | 8 | 1.5333 | 0.38333 | 45.0169 | 1.2815 | 46.2984 | WIDTH30_LENGTH50_HIGHT8_ORIENTATION0_WINDOWSRATIO10%_SKYLIGHTRATIO10%_3Dview.png | WIDTH30_LENGTH50_HIGHT8_ORIENTATION0_WINDOWSRATIO10%_SKYLIGHTRATIO10%.json
30 | 30 | 8 | 45 | 20% | 10% | 1800 | 8 | 8 | 1.5333 | 0.38333 | 44.8832 | 1.3548 | 46.238 | WIDTH40_LENGTH50_HIGHT8_ORIENTATION0_WINDOWSRATIO10%_SKYLIGHTRATIO10%_3Dview.png | WIDTH40_LENGTH50_HIGHT8_ORIENTATION0_WINDOWSRATIO10%_SKYLIGHTRATIO10%.json
30 | 30 | 8 | 90 | 20% | 10% | 1800 | 8 | 8 | 1.5333 | 0.38333 | 45.0169 | 1.2815 | 46.2984 | WIDTH50_LENGTH50_HIGHT8_ORIENTATION0_WINDOWSRATIO10%_SKYLIGHTRATIO10%_3Dview.png | WIDTH50_LENGTH50_HIGHT8_ORIENTATION0_WINDOWSRATIO10%_SKYLIGHTRATIO10%.json
30 | 30 | 8 | 135 | 20% | 10% | 1800 | 8 | 8 | 1.5333 | 0.38333 | 44.8829 | 1.3551 | 46.238 | WIDTH60_LENGTH50_HIGHT8_ORIENTATION0_WINDOWSRATIO10%_SKYLIGHTRATIO10%_3Dview.png | WIDTH60_LENGTH50_HIGHT8_ORIENTATION0_WINDOWSRATIO10%_SKYLIGHTRATIO10%.json
30 | 30 | 8 | 180 | 20% | 10% | 1800 | 8 | 8 | 1.5333 | 0.38333 | 45.0169 | 1.2815 | 46.2984 | WIDTH30_LENGTH60_HIGHT8_ORIENTATION0_WINDOWSRATIO10%_SKYLIGHTRATIO10%_3Dview.png | WIDTH30_LENGTH60_HIGHT8_ORIENTATION0_WINDOWSRATIO10%_SKYLIGHTRATIO10%.json
30 | 30 | 8 | 225 | 20% | 10% | 1800 | 8 | 8 | 1.5333 | 0.38333 | 44.8829 | 1.3551 | 46.238 | WIDTH40_LENGTH60_HIGHT8_ORIENTATION0_WINDOWSRATIO10%_SKYLIGHTRATIO10%_3Dview.png | WIDTH40_LENGTH60_HIGHT8_ORIENTATION0_WINDOWSRATIO10%_SKYLIGHTRATIO10%.json
30 | 30 | 8 | 270 | 20% | 10% | 1800 | 8 | 8 | 1.5333 | 0.38333 | 45.0169 | 1.2815 | 46.2984 | WIDTH50_LENGTH60_HIGHT8_ORIENTATION0_WINDOWSRATIO10%_SKYLIGHTRATIO10%_3Dview.png | WIDTH50_LENGTH60_HIGHT8_ORIENTATION0_WINDOWSRATIO10%_SKYLIGHTRATIO10%.json
30 | 30 | 8 | 315 | 20% | 10% | 1800 | 8 | 8 | 1.5333 | 0.38333 | 44.8832 | 1.3548 | 46.238 | WIDTH60_LENGTH60_HIGHT8_ORIENTATION0_WINDOWSRATIO10%_SKYLIGHTRATIO10%_3Dview.png | WIDTH60_LENGTH60_HIGHT8_ORIENTATION0_WINDOWSRATIO10%_SKYLIGHTRATIO10%.json
30 | 30 | 8 | 0 | 30% | 10% | 1800 | 8 | 8 | 1.5333 | 0.38333 | 45.9221 | 1.0615 | 46.9836 | WIDTH30_LENGTH30_HIGHT12_ORIENTATION0_WINDOWSRATIO10%_SKYLIGHTRATIO10%_3Dview.png | WIDTH30_LENGTH30_HIGHT12_ORIENTATION0_WINDOWSRATIO10%_SKYLIGHTRATIO10%.json
30 | 30 | 8 | 45 | 30% | 10% | 1800 | 8 | 8 | 1.5333 | 0.38333 | 45.7784 | 1.1392 | 46.9176 | WIDTH40_LENGTH30_HIGHT12_ORIENTATION0_WINDOWSRATIO10%_SKYLIGHTRATIO10%_3Dview.png | WIDTH40_LENGTH30_HIGHT12_ORIENTATION0_WINDOWSRATIO10%_SKYLIGHTRATIO10%.json
30 | 30 | 8 | 90 | 30% | 10% | 1800 | 8 | 8 | 1.5333 | 0.38333 | 45.9221 | 1.0615 | 46.9836 | WIDTH50_LENGTH30_HIGHT12_ORIENTATION0_WINDOWSRATIO10%_SKYLIGHTRATIO10%_3Dview.png | WIDTH50_LENGTH30_HIGHT12_ORIENTATION0_WINDOWSRATIO10%_SKYLIGHTRATIO10%.json
30 | 30 | 8 | 135 | 30% | 10% | 1800 | 8 | 8 | 1.5333 | 0.38333 | 45.779 | 1.1394 | 46.9184 | WIDTH60_LENGTH30_HIGHT12_ORIENTATION0_WINDOWSRATIO10%_SKYLIGHTRATIO10%_3Dview.png | WIDTH60_LENGTH30_HIGHT12_ORIENTATION0_WINDOWSRATIO10%_SKYLIGHTRATIO10%.json
30 | 30 | 8 | 180 | 30% | 10% | 1800 | 8 | 8 | 1.5333 | 0.38333 | 45.9221 | 1.0615 | 46.9836 | WIDTH30_LENGTH40_HIGHT12_ORIENTATION0_WINDOWSRATIO10%_SKYLIGHTRATIO10%_3Dview.png | WIDTH30_LENGTH40_HIGHT12_ORIENTATION0_WINDOWSRATIO10%_SKYLIGHTRATIO10%.json
30 | 30 | 8 | 225 | 30% | 10% | 1800 | 8 | 8 | 1.5333 | 0.38333 | 45.779 | 1.1394 | 46.9184 | WIDTH40_LENGTH40_HIGHT12_ORIENTATION0_WINDOWSRATIO10%_SKYLIGHTRATIO10%_3Dview.png | WIDTH40_LENGTH40_HIGHT12_ORIENTATION0_WINDOWSRATIO10%_SKYLIGHTRATIO10%.json
30 | 30 | 8 | 270 | 30% | 10% | 1800 | 8 | 8 | 1.5333 | 0.38333 | 45.9221 | 1.0615 | 46.9836 | WIDTH50_LENGTH40_HIGHT12_ORIENTATION0_WINDOWSRATIO10%_SKYLIGHTRATIO10%_3Dview.png | WIDTH50_LENGTH40_HIGHT12_ORIENTATION0_WINDOWSRATIO10%_SKYLIGHTRATIO10%.json
30 | 30 | 8 | 315 | 30% | 10% | 1800 | 8 | 8 | 1.5333 | 0.38333 | 45.7784 | 1.1392 | 46.9176 | WIDTH60_LENGTH40_HIGHT12_ORIENTATION0_WINDOWSRATIO10%_SKYLIGHTRATIO10%_3Dview.png | WIDTH60_LENGTH40_HIGHT12_ORIENTATION0_WINDOWSRATIO10%_SKYLIGHTRATIO10%.json
30 | 30 | 8 | 0 | 40% | 10% | 1800 | 8 | 8 | 1.5333 | 0.38333 | 46.5806 | 0.88772 | 47.4683 | WIDTH30_LENGTH50_HIGHT12_ORIENTATION0_WINDOWSRATIO10%_SKYLIGHTRATIO10%_3Dview.png | WIDTH30_LENGTH50_HIGHT12_ORIENTATION0_WINDOWSRATIO10%_SKYLIGHTRATIO10%.json
30 | 30 | 8 | 45 | 40% | 10% | 1800 | 8 | 8 | 1.5333 | 0.38333 | 46.4376 | 0.96802 | 47.4057 | WIDTH40_LENGTH50_HIGHT12_ORIENTATION0_WINDOWSRATIO10%_SKYLIGHTRATIO10%_3Dview.png | WIDTH40_LENGTH50_HIGHT12_ORIENTATION0_WINDOWSRATIO10%_SKYLIGHTRATIO10%.json
30 | 30 | 8 | 90 | 40% | 10% | 1800 | 8 | 8 | 1.5333 | 0.38333 | 46.5806 | 0.88772 | 47.4683 | WIDTH50_LENGTH50_HIGHT12_ORIENTATION0_WINDOWSRATIO10%_SKYLIGHTRATIO10%_3Dview.png | WIDTH50_LENGTH50_HIGHT12_ORIENTATION0_WINDOWSRATIO10%_SKYLIGHTRATIO10%.json
30 | 30 | 8 | 135 | 40% | 10% | 1800 | 8 | 8 | 1.5333 | 0.38333 | 46.4382 | 0.96818 | 47.4064 | WIDTH60_LENGTH50_HIGHT12_ORIENTATION0_WINDOWSRATIO10%_SKYLIGHTRATIO10%_3Dview.png | WIDTH60_LENGTH50_HIGHT12_ORIENTATION0_WINDOWSRATIO10%_SKYLIGHTRATIO10%.json
30 | 30 | 8 | 180 | 40% | 10% | 1800 | 8 | 8 | 1.5333 | 0.38333 | 46.5806 | 0.88772 | 47.4683 | WIDTH30_LENGTH60_HIGHT12_ORIENTATION0_WINDOWSRATIO10%_SKYLIGHTRATIO10%_3Dview.png | WIDTH30_LENGTH60_HIGHT12_ORIENTATION0_WINDOWSRATIO10%_SKYLIGHTRATIO10%.json
30 | 30 | 8 | 225 | 40% | 10% | 1800 | 8 | 8 | 1.5333 | 0.38333 | 46.4382 | 0.96818 | 47.4064 | WIDTH40_LENGTH60_HIGHT12_ORIENTATION0_WINDOWSRATIO10%_SKYLIGHTRATIO10%_3Dview.png | WIDTH40_LENGTH60_HIGHT12_ORIENTATION0_WINDOWSRATIO10%_SKYLIGHTRATIO10%.json
30 | 30 | 8 | 270 | 40% | 10% | 1800 | 8 | 8 | 1.5333 | 0.38333 | 46.5806 | 0.88772 | 47.4683 | WIDTH50_LENGTH60_HIGHT12_ORIENTATION0_WINDOWSRATIO10%_SKYLIGHTRATIO10%_3Dview.png | WIDTH50_LENGTH60_HIGHT12_ORIENTATION0_WINDOWSRATIO10%_SKYLIGHTRATIO10%.json
30 | 30 | 8 | 315 | 40% | 10% | 1800 | 8 | 8 | 1.5333 | 0.38333 | 46.4376 | 0.96802 | 47.4057 | WIDTH60_LENGTH60_HIGHT12_ORIENTATION0_WINDOWSRATIO10%_SKYLIGHTRATIO10%_3Dview.png | WIDTH60_LENGTH60_HIGHT12_ORIENTATION0_WINDOWSRATIO10%_SKYLIGHTRATIO10%.json
30 | 30 | 8 | 0 | 10% | 20% | 1800 | 8 | 8 | 1.5333 | 0.38333 | 44.6774 | 1.5223 | 46.1997 | WIDTH30_LENGTH30_HIGHT16_ORIENTATION0_WINDOWSRATIO10%_SKYLIGHTRATIO10%_3Dview.png | WIDTH30_LENGTH30_HIGHT16_ORIENTATION0_WINDOWSRATIO10%_SKYLIGHTRATIO10%.json
30 | 30 | 8 | 45 | 10% | 20% | 1800 | 8 | 8 | 1.5333 | 0.38333 | 44.545 | 1.5903 | 46.1353 | WIDTH40_LENGTH30_HIGHT16_ORIENTATION0_WINDOWSRATIO10%_SKYLIGHTRATIO10%_3Dview.png | WIDTH40_LENGTH30_HIGHT16_ORIENTATION0_WINDOWSRATIO10%_SKYLIGHTRATIO10%.json
30 | 30 | 8 | 90 | 10% | 20% | 1800 | 8 | 8 | 1.5333 | 0.38333 | 44.6774 | 1.5223 | 46.1997 | WIDTH50_LENGTH30_HIGHT16_ORIENTATION0_WINDOWSRATIO10%_SKYLIGHTRATIO10%_3Dview.png | WIDTH50_LENGTH30_HIGHT16_ORIENTATION0_WINDOWSRATIO10%_SKYLIGHTRATIO10%.json
30 | 30 | 8 | 135 | 10% | 20% | 1800 | 8 | 8 | 1.5333 | 0.38333 | 44.5515 | 1.5872 | 46.1387 | WIDTH60_LENGTH30_HIGHT16_ORIENTATION0_WINDOWSRATIO10%_SKYLIGHTRATIO10%_3Dview.png | WIDTH60_LENGTH30_HIGHT16_ORIENTATION0_WINDOWSRATIO10%_SKYLIGHTRATIO10%.json
30 | 30 | 8 | 180 | 10% | 20% | 1800 | 8 | 8 | 1.5333 | 0.38333 | 44.6774 | 1.5223 | 46.1997 | WIDTH30_LENGTH40_HIGHT16_ORIENTATION0_WINDOWSRATIO10%_SKYLIGHTRATIO10%_3Dview.png | WIDTH30_LENGTH40_HIGHT16_ORIENTATION0_WINDOWSRATIO10%_SKYLIGHTRATIO10%.json
30 | 30 | 8 | 225 | 10% | 20% | 1800 | 8 | 8 | 1.5333 | 0.38333 | 44.545 | 1.5903 | 46.1353 | WIDTH40_LENGTH40_HIGHT16_ORIENTATION0_WINDOWSRATIO10%_SKYLIGHTRATIO10%_3Dview.png | WIDTH40_LENGTH40_HIGHT16_ORIENTATION0_WINDOWSRATIO10%_SKYLIGHTRATIO10%.json
30 | 30 | 8 | 270 | 10% | 20% | 1800 | 8 | 8 | 1.5333 | 0.38333 | 44.6774 | 1.5223 | 46.1997 | WIDTH50_LENGTH40_HIGHT16_ORIENTATION0_WINDOWSRATIO10%_SKYLIGHTRATIO10%_3Dview.png | WIDTH50_LENGTH40_HIGHT16_ORIENTATION0_WINDOWSRATIO10%_SKYLIGHTRATIO10%.json
30 | 30 | 8 | 315 | 10% | 20% | 1800 | 8 | 8 | 1.5333 | 0.38333 | 44.5515 | 1.5872 | 46.1387 | WIDTH60_LENGTH40_HIGHT16_ORIENTATION0_WINDOWSRATIO10%_SKYLIGHTRATIO10%_3Dview.png | WIDTH60_LENGTH40_HIGHT16_ORIENTATION0_WINDOWSRATIO10%_SKYLIGHTRATIO10%.json
30 | 30 | 8 | 0 | 20% | 20% | 1800 | 8 | 8 | 1.5333 | 0.38333 | 45.8816 | 1.2502 | 47.1318 | WIDTH30_LENGTH50_HIGHT16_ORIENTATION0_WINDOWSRATIO10%_SKYLIGHTRATIO10%_3Dview.png | WIDTH30_LENGTH50_HIGHT16_ORIENTATION0_WINDOWSRATIO10%_SKYLIGHTRATIO10%.json
30 | 30 | 8 | 45 | 20% | 20% | 1800 | 8 | 8 | 1.5333 | 0.38333 | 45.7411 | 1.325 | 47.0661 | WIDTH40_LENGTH50_HIGHT16_ORIENTATION0_WINDOWSRATIO10%_SKYLIGHTRATIO10%_3Dview.png | WIDTH40_LENGTH50_HIGHT16_ORIENTATION0_WINDOWSRATIO10%_SKYLIGHTRATIO10%.json
30 | 30 | 8 | 90 | 20% | 20% | 1800 | 8 | 8 | 1.5333 | 0.38333 | 45.8816 | 1.2502 | 47.1318 | WIDTH50_LENGTH50_HIGHT16_ORIENTATION0_WINDOWSRATIO10%_SKYLIGHTRATIO10%_3Dview.png | WIDTH50_LENGTH50_HIGHT16_ORIENTATION0_WINDOWSRATIO10%_SKYLIGHTRATIO10%.json
30 | 30 | 8 | 135 | 20% | 20% | 1800 | 8 | 8 | 1.5333 | 0.38333 | 45.7441 | 1.3239 | 47.068 | WIDTH60_LENGTH50_HIGHT16_ORIENTATION0_WINDOWSRATIO10%_SKYLIGHTRATIO10%_3Dview.png | WIDTH60_LENGTH50_HIGHT16_ORIENTATION0_WINDOWSRATIO10%_SKYLIGHTRATIO10%.json
30 | 30 | 8 | 180 | 20% | 20% | 1800 | 8 | 8 | 1.5333 | 0.38333 | 45.8816 | 1.2502 | 47.1318 | WIDTH30_LENGTH60_HIGHT16_ORIENTATION0_WINDOWSRATIO10%_SKYLIGHTRATIO10%_3Dview.png | WIDTH30_LENGTH60_HIGHT16_ORIENTATION0_WINDOWSRATIO10%_SKYLIGHTRATIO10%.json
30 | 30 | 8 | 225 | 20% | 20% | 1800 | 8 | 8 | 1.5333 | 0.38333 | 45.7411 | 1.325 | 47.0661 | WIDTH40_LENGTH60_HIGHT16_ORIENTATION0_WINDOWSRATIO10%_SKYLIGHTRATIO10%_3Dview.png | WIDTH40_LENGTH60_HIGHT16_ORIENTATION0_WINDOWSRATIO10%_SKYLIGHTRATIO10%.json
30 | 30 | 8 | 270 | 20% | 20% | 1800 | 8 | 8 | 1.5333 | 0.38333 | 45.8816 | 1.2502 | 47.1318 | WIDTH50_LENGTH60_HIGHT16_ORIENTATION0_WINDOWSRATIO10%_SKYLIGHTRATIO10%_3Dview.png | WIDTH50_LENGTH60_HIGHT16_ORIENTATION0_WINDOWSRATIO10%_SKYLIGHTRATIO10%.json
30 | 30 | 8 | 315 | 20% | 20% | 1800 | 8 | 8 | 1.5333 | 0.38333 | 45.7441 | 1.3239 | 47.068 | WIDTH60_LENGTH60_HIGHT16_ORIENTATION0_WINDOWSRATIO10%_SKYLIGHTRATIO10%_3Dview.png | WIDTH60_LENGTH60_HIGHT16_ORIENTATION0_WINDOWSRATIO10%_SKYLIGHTRATIO10%.json
30 | 30 | 8 | 0 | 30% | 20% | 1800 | 8 | 8 | 1.5333 | 0.38333 | 46.7544 | 1.034 | 47.7884 | WIDTH30_LENGTH30_HIGHT8_ORIENTATION45_WINDOWSRATIO10%_SKYLIGHTRATIO10%_3Dview.png | WIDTH30_LENGTH30_HIGHT8_ORIENTATION45_WINDOWSRATIO10%_SKYLIGHTRATIO10%.json
30 | 30 | 8 | 45 | 30% | 20% | 1800 | 8 | 8 | 1.5333 | 0.38333 | 46.6099 | 1.1126 | 47.7225 | WIDTH40_LENGTH30_HIGHT8_ORIENTATION45_WINDOWSRATIO10%_SKYLIGHTRATIO10%_3Dview.png | WIDTH40_LENGTH30_HIGHT8_ORIENTATION45_WINDOWSRATIO10%_SKYLIGHTRATIO10%.json
30 | 30 | 8 | 90 | 30% | 20% | 1800 | 8 | 8 | 1.5333 | 0.38333 | 46.7544 | 1.034 | 47.7884 | WIDTH50_LENGTH30_HIGHT8_ORIENTATION45_WINDOWSRATIO10%_SKYLIGHTRATIO10%_3Dview.png | WIDTH50_LENGTH30_HIGHT8_ORIENTATION45_WINDOWSRATIO10%_SKYLIGHTRATIO10%.json
30 | 30 | 8 | 135 | 30% | 20% | 1800 | 8 | 8 | 1.5333 | 0.38333 | 46.6117 | 1.1117 | 47.7235 | WIDTH60_LENGTH30_HIGHT8_ORIENTATION45_WINDOWSRATIO10%_SKYLIGHTRATIO10%_3Dview.png | WIDTH60_LENGTH30_HIGHT8_ORIENTATION45_WINDOWSRATIO10%_SKYLIGHTRATIO10%.json
30 | 30 | 8 | 180 | 30% | 20% | 1800 | 8 | 8 | 1.5333 | 0.38333 | 46.7544 | 1.034 | 47.7884 | WIDTH30_LENGTH40_HIGHT8_ORIENTATION45_WINDOWSRATIO10%_SKYLIGHTRATIO10%_3Dview.png | WIDTH30_LENGTH40_HIGHT8_ORIENTATION45_WINDOWSRATIO10%_SKYLIGHTRATIO10%.json
30 | 30 | 8 | 225 | 30% | 20% | 1800 | 8 | 8 | 1.5333 | 0.38333 | 46.6099 | 1.1126 | 47.7225 | WIDTH40_LENGTH40_HIGHT8_ORIENTATION45_WINDOWSRATIO10%_SKYLIGHTRATIO10%_3Dview.png | WIDTH40_LENGTH40_HIGHT8_ORIENTATION45_WINDOWSRATIO10%_SKYLIGHTRATIO10%.json
30 | 30 | 8 | 270 | 30% | 20% | 1800 | 8 | 8 | 1.5333 | 0.38333 | 46.7544 | 1.034 | 47.7884 | WIDTH50_LENGTH40_HIGHT8_ORIENTATION45_WINDOWSRATIO10%_SKYLIGHTRATIO10%_3Dview.png | WIDTH50_LENGTH40_HIGHT8_ORIENTATION45_WINDOWSRATIO10%_SKYLIGHTRATIO10%.json
30 | 30 | 8 | 315 | 30% | 20% | 1800 | 8 | 8 | 1.5333 | 0.38333 | 46.6117 | 1.1117 | 47.7235 | WIDTH60_LENGTH40_HIGHT8_ORIENTATION45_WINDOWSRATIO10%_SKYLIGHTRATIO10%_3Dview.png | WIDTH60_LENGTH40_HIGHT8_ORIENTATION45_WINDOWSRATIO10%_SKYLIGHTRATIO10%.json
30 | 30 | 8 | 0 | 40% | 20% | 1800 | 8 | 8 | 1.5333 | 0.38333 | 47.3916 | 0.86709 | 48.2587 | WIDTH30_LENGTH50_HIGHT8_ORIENTATION45_WINDOWSRATIO10%_SKYLIGHTRATIO10%_3Dview.png | WIDTH30_LENGTH50_HIGHT8_ORIENTATION45_WINDOWSRATIO10%_SKYLIGHTRATIO10%.json
30 | 30 | 8 | 45 | 40% | 20% | 1800 | 8 | 8 | 1.5333 | 0.38333 | 47.2502 | 0.94342 | 48.1936 | WIDTH40_LENGTH50_HIGHT8_ORIENTATION45_WINDOWSRATIO10%_SKYLIGHTRATIO10%_3Dview.png | WIDTH40_LENGTH50_HIGHT8_ORIENTATION45_WINDOWSRATIO10%_SKYLIGHTRATIO10%.json
30 | 30 | 8 | 90 | 40% | 20% | 1800 | 8 | 8 | 1.5333 | 0.38333 | 47.3916 | 0.86709 | 48.2587 | WIDTH50_LENGTH50_HIGHT8_ORIENTATION45_WINDOWSRATIO10%_SKYLIGHTRATIO10%_3Dview.png | WIDTH50_LENGTH50_HIGHT8_ORIENTATION45_WINDOWSRATIO10%_SKYLIGHTRATIO10%.json
30 | 30 | 8 | 135 | 40% | 20% | 1800 | 8 | 8 | 1.5333 | 0.38333 | 47.2521 | 0.94265 | 48.1947 | WIDTH60_LENGTH50_HIGHT8_ORIENTATION45_WINDOWSRATIO10%_SKYLIGHTRATIO10%_3Dview.png | WIDTH60_LENGTH50_HIGHT8_ORIENTATION45_WINDOWSRATIO10%_SKYLIGHTRATIO10%.json
30 | 30 | 8 | 180 | 40% | 20% | 1800 | 8 | 8 | 1.5333 | 0.38333 | 47.3916 | 0.86709 | 48.2587 | WIDTH30_LENGTH60_HIGHT8_ORIENTATION45_WINDOWSRATIO10%_SKYLIGHTRATIO10%_3Dview.png | WIDTH30_LENGTH60_HIGHT8_ORIENTATION45_WINDOWSRATIO10%_SKYLIGHTRATIO10%.json
30 | 30 | 8 | 225 | 40% | 20% | 1800 | 8 | 8 | 1.5333 | 0.38333 | 47.2502 | 0.94342 | 48.1936 | WIDTH40_LENGTH60_HIGHT8_ORIENTATION45_WINDOWSRATIO10%_SKYLIGHTRATIO10%_3Dview.png | WIDTH40_LENGTH60_HIGHT8_ORIENTATION45_WINDOWSRATIO10%_SKYLIGHTRATIO10%.json
30 | 30 | 8 | 270 | 40% | 20% | 1800 | 8 | 8 | 1.5333 | 0.38333 | 47.3916 | 0.86709 | 48.2587 | WIDTH50_LENGTH60_HIGHT8_ORIENTATION45_WINDOWSRATIO10%_SKYLIGHTRATIO10%_3Dview.png | WIDTH50_LENGTH60_HIGHT8_ORIENTATION45_WINDOWSRATIO10%_SKYLIGHTRATIO10%.json
30 | 30 | 8 | 315 | 40% | 20% | 1800 | 8 | 8 | 1.5333 | 0.38333 | 47.2521 | 0.94265 | 48.1947 | WIDTH60_LENGTH60_HIGHT8_ORIENTATION45_WINDOWSRATIO10%_SKYLIGHTRATIO10%_3Dview.png | WIDTH60_LENGTH60_HIGHT8_ORIENTATION45_WINDOWSRATIO10%_SKYLIGHTRATIO10%.json
30 | 30 | 8 | 0 | 10% | 30% | 1800 | 8 | 8 | 1.5333 | 0.38333 | 44.823 | 1.4908 | 46.3138 | WIDTH30_LENGTH30_HIGHT12_ORIENTATION45_WINDOWSRATIO10%_SKYLIGHTRATIO10%_3Dview.png | WIDTH30_LENGTH30_HIGHT12_ORIENTATION45_WINDOWSRATIO10%_SKYLIGHTRATIO10%.json
30 | 30 | 8 | 45 | 10% | 30% | 1800 | 8 | 8 | 1.5333 | 0.38333 | 44.6897 | 1.5585 | 46.2482 | WIDTH40_LENGTH30_HIGHT12_ORIENTATION45_WINDOWSRATIO10%_SKYLIGHTRATIO10%_3Dview.png | WIDTH40_LENGTH30_HIGHT12_ORIENTATION45_WINDOWSRATIO10%_SKYLIGHTRATIO10%.json
30 | 30 | 8 | 90 | 10% | 30% | 1800 | 8 | 8 | 1.5333 | 0.38333 | 44.823 | 1.4908 | 46.3138 | WIDTH50_LENGTH30_HIGHT12_ORIENTATION45_WINDOWSRATIO10%_SKYLIGHTRATIO10%_3Dview.png | WIDTH50_LENGTH30_HIGHT12_ORIENTATION45_WINDOWSRATIO10%_SKYLIGHTRATIO10%.json
30 | 30 | 8 | 135 | 10% | 30% | 1800 | 8 | 8 | 1.5333 | 0.38333 | 44.7014 | 1.5551 | 46.2565 | WIDTH60_LENGTH30_HIGHT12_ORIENTATION45_WINDOWSRATIO10%_SKYLIGHTRATIO10%_3Dview.png | WIDTH60_LENGTH30_HIGHT12_ORIENTATION45_WINDOWSRATIO10%_SKYLIGHTRATIO10%.json
30 | 30 | 8 | 180 | 10% | 30% | 1800 | 8 | 8 | 1.5333 | 0.38333 | 44.823 | 1.4908 | 46.3138 | WIDTH30_LENGTH40_HIGHT12_ORIENTATION45_WINDOWSRATIO10%_SKYLIGHTRATIO10%_3Dview.png | WIDTH30_LENGTH40_HIGHT12_ORIENTATION45_WINDOWSRATIO10%_SKYLIGHTRATIO10%.json
30 | 30 | 8 | 225 | 10% | 30% | 1800 | 8 | 8 | 1.5333 | 0.38333 | 44.7014 | 1.5551 | 46.2565 | WIDTH40_LENGTH40_HIGHT12_ORIENTATION45_WINDOWSRATIO10%_SKYLIGHTRATIO10%_3Dview.png | WIDTH40_LENGTH40_HIGHT12_ORIENTATION45_WINDOWSRATIO10%_SKYLIGHTRATIO10%.json
30 | 30 | 8 | 270 | 10% | 30% | 1800 | 8 | 8 | 1.5333 | 0.38333 | 44.823 | 1.4908 | 46.3138 | WIDTH50_LENGTH40_HIGHT12_ORIENTATION45_WINDOWSRATIO10%_SKYLIGHTRATIO10%_3Dview.png | WIDTH50_LENGTH40_HIGHT12_ORIENTATION45_WINDOWSRATIO10%_SKYLIGHTRATIO10%.json
30 | 30 | 8 | 315 | 10% | 30% | 1800 | 8 | 8 | 1.5333 | 0.38333 | 44.7014 | 1.5551 | 46.2565 | WIDTH60_LENGTH40_HIGHT12_ORIENTATION45_WINDOWSRATIO10%_SKYLIGHTRATIO10%_3Dview.png | WIDTH60_LENGTH40_HIGHT12_ORIENTATION45_WINDOWSRATIO10%_SKYLIGHTRATIO10%.json
30 | 30 | 8 | 0 | 20% | 30% | 1800 | 8 | 8 | 1.5333 | 0.38333 | 45.9901 | 1.2219 | 47.212 | WIDTH30_LENGTH50_HIGHT12_ORIENTATION45_WINDOWSRATIO10%_SKYLIGHTRATIO10%_3Dview.png | WIDTH30_LENGTH50_HIGHT12_ORIENTATION45_WINDOWSRATIO10%_SKYLIGHTRATIO10%.json
30 | 30 | 8 | 45 | 20% | 30% | 1800 | 8 | 8 | 1.5333 | 0.38333 | 45.8463 | 1.2961 | 47.1424 | WIDTH40_LENGTH50_HIGHT12_ORIENTATION45_WINDOWSRATIO10%_SKYLIGHTRATIO10%_3Dview.png | WIDTH40_LENGTH50_HIGHT12_ORIENTATION45_WINDOWSRATIO10%_SKYLIGHTRATIO10%.json
30 | 30 | 8 | 90 | 20% | 30% | 1800 | 8 | 8 | 1.5333 | 0.38333 | 45.9901 | 1.2219 | 47.212 | WIDTH50_LENGTH50_HIGHT12_ORIENTATION45_WINDOWSRATIO10%_SKYLIGHTRATIO10%_3Dview.png | WIDTH50_LENGTH50_HIGHT12_ORIENTATION45_WINDOWSRATIO10%_SKYLIGHTRATIO10%.json
30 | 30 | 8 | 135 | 20% | 30% | 1800 | 8 | 8 | 1.5333 | 0.38333 | 45.8553 | 1.2932 | 47.1485 | WIDTH60_LENGTH50_HIGHT12_ORIENTATION45_WINDOWSRATIO10%_SKYLIGHTRATIO10%_3Dview.png | WIDTH60_LENGTH50_HIGHT12_ORIENTATION45_WINDOWSRATIO10%_SKYLIGHTRATIO10%.json
30 | 30 | 8 | 180 | 20% | 30% | 1800 | 8 | 8 | 1.5333 | 0.38333 | 45.9901 | 1.2219 | 47.212 | WIDTH30_LENGTH60_HIGHT12_ORIENTATION45_WINDOWSRATIO10%_SKYLIGHTRATIO10%_3Dview.png | WIDTH30_LENGTH60_HIGHT12_ORIENTATION45_WINDOWSRATIO10%_SKYLIGHTRATIO10%.json
30 | 30 | 8 | 225 | 20% | 30% | 1800 | 8 | 8 | 1.5333 | 0.38333 | 45.8553 | 1.2932 | 47.1485 | WIDTH40_LENGTH60_HIGHT12_ORIENTATION45_WINDOWSRATIO10%_SKYLIGHTRATIO10%_3Dview.png | WIDTH40_LENGTH60_HIGHT12_ORIENTATION45_WINDOWSRATIO10%_SKYLIGHTRATIO10%.json
30 | 30 | 8 | 270 | 20% | 30% | 1800 | 8 | 8 | 1.5333 | 0.38333 | 45.9901 | 1.2219 | 47.212 | WIDTH50_LENGTH60_HIGHT12_ORIENTATION45_WINDOWSRATIO10%_SKYLIGHTRATIO10%_3Dview.png | WIDTH50_LENGTH60_HIGHT12_ORIENTATION45_WINDOWSRATIO10%_SKYLIGHTRATIO10%.json
30 | 30 | 8 | 315 | 20% | 30% | 1800 | 8 | 8 | 1.5333 | 0.38333 | 45.8553 | 1.2932 | 47.1485 | WIDTH60_LENGTH60_HIGHT12_ORIENTATION45_WINDOWSRATIO10%_SKYLIGHTRATIO10%_3Dview.png | WIDTH60_LENGTH60_HIGHT12_ORIENTATION45_WINDOWSRATIO10%_SKYLIGHTRATIO10%.json
30 | 30 | 8 | 0 | 30% | 30% | 1800 | 8 | 8 | 1.5333 | 0.38333 | 46.8361 | 1.0086 | 47.8447 | WIDTH30_LENGTH30_HIGHT16_ORIENTATION45_WINDOWSRATIO10%_SKYLIGHTRATIO10%_3Dview.png | WIDTH30_LENGTH30_HIGHT16_ORIENTATION45_WINDOWSRATIO10%_SKYLIGHTRATIO10%.json
30 | 30 | 8 | 45 | 30% | 30% | 1800 | 8 | 8 | 1.5333 | 0.38333 | 46.6914 | 1.086 | 47.7775 | WIDTH40_LENGTH30_HIGHT16_ORIENTATION45_WINDOWSRATIO10%_SKYLIGHTRATIO10%_3Dview.png | WIDTH40_LENGTH30_HIGHT16_ORIENTATION45_WINDOWSRATIO10%_SKYLIGHTRATIO10%.json
30 | 30 | 8 | 90 | 30% | 30% | 1800 | 8 | 8 | 1.5333 | 0.38333 | 46.8361 | 1.0086 | 47.8447 | WIDTH50_LENGTH30_HIGHT16_ORIENTATION45_WINDOWSRATIO10%_SKYLIGHTRATIO10%_3Dview.png | WIDTH50_LENGTH30_HIGHT16_ORIENTATION45_WINDOWSRATIO10%_SKYLIGHTRATIO10%.json
30 | 30 | 8 | 135 | 30% | 30% | 1800 | 8 | 8 | 1.5333 | 0.38333 | 46.6971 | 1.0836 | 47.7807 | WIDTH60_LENGTH30_HIGHT16_ORIENTATION45_WINDOWSRATIO10%_SKYLIGHTRATIO10%_3Dview.png | WIDTH60_LENGTH30_HIGHT16_ORIENTATION45_WINDOWSRATIO10%_SKYLIGHTRATIO10%.json
30 | 30 | 8 | 180 | 30% | 30% | 1800 | 8 | 8 | 1.5333 | 0.38333 | 46.8361 | 1.0086 | 47.8447 | WIDTH30_LENGTH40_HIGHT16_ORIENTATION45_WINDOWSRATIO10%_SKYLIGHTRATIO10%_3Dview.png | WIDTH30_LENGTH40_HIGHT16_ORIENTATION45_WINDOWSRATIO10%_SKYLIGHTRATIO10%.json
30 | 30 | 8 | 225 | 30% | 30% | 1800 | 8 | 8 | 1.5333 | 0.38333 | 46.6971 | 1.0836 | 47.7807 | WIDTH40_LENGTH40_HIGHT16_ORIENTATION45_WINDOWSRATIO10%_SKYLIGHTRATIO10%_3Dview.png | WIDTH40_LENGTH40_HIGHT16_ORIENTATION45_WINDOWSRATIO10%_SKYLIGHTRATIO10%.json
30 | 30 | 8 | 270 | 30% | 30% | 1800 | 8 | 8 | 1.5333 | 0.38333 | 46.8361 | 1.0086 | 47.8447 | WIDTH50_LENGTH40_HIGHT16_ORIENTATION45_WINDOWSRATIO10%_SKYLIGHTRATIO10%_3Dview.png | WIDTH50_LENGTH40_HIGHT16_ORIENTATION45_WINDOWSRATIO10%_SKYLIGHTRATIO10%.json
30 | 30 | 8 | 315 | 30% | 30% | 1800 | 8 | 8 | 1.5333 | 0.38333 | 46.6971 | 1.0836 | 47.7807 | WIDTH60_LENGTH40_HIGHT16_ORIENTATION45_WINDOWSRATIO10%_SKYLIGHTRATIO10%_3Dview.png | WIDTH60_LENGTH40_HIGHT16_ORIENTATION45_WINDOWSRATIO10%_SKYLIGHTRATIO10%.json
30 | 30 | 8 | 0 | 40% | 30% | 1800 | 8 | 8 | 1.5333 | 0.38333 | 47.4542 | 0.846 | 48.3002 | WIDTH30_LENGTH50_HIGHT16_ORIENTATION45_WINDOWSRATIO10%_SKYLIGHTRATIO10%_3Dview.png | WIDTH30_LENGTH50_HIGHT16_ORIENTATION45_WINDOWSRATIO10%_SKYLIGHTRATIO10%.json
30 | 30 | 8 | 45 | 40% | 30% | 1800 | 8 | 8 | 1.5333 | 0.38333 | 47.3114 | 0.92172 | 48.2331 | WIDTH40_LENGTH50_HIGHT16_ORIENTATION45_WINDOWSRATIO10%_SKYLIGHTRATIO10%_3Dview.png | WIDTH40_LENGTH50_HIGHT16_ORIENTATION45_WINDOWSRATIO10%_SKYLIGHTRATIO10%.json
30 | 30 | 8 | 90 | 40% | 30% | 1800 | 8 | 8 | 1.5333 | 0.38333 | 47.4542 | 0.846 | 48.3002 | WIDTH50_LENGTH50_HIGHT16_ORIENTATION45_WINDOWSRATIO10%_SKYLIGHTRATIO10%_3Dview.png | WIDTH50_LENGTH50_HIGHT16_ORIENTATION45_WINDOWSRATIO10%_SKYLIGHTRATIO10%.json
30 | 30 | 8 | 135 | 40% | 30% | 1800 | 8 | 8 | 1.5333 | 0.38333 | 47.3174 | 0.91968 | 48.237 | WIDTH60_LENGTH50_HIGHT16_ORIENTATION45_WINDOWSRATIO10%_SKYLIGHTRATIO10%_3Dview.png | WIDTH60_LENGTH50_HIGHT16_ORIENTATION45_WINDOWSRATIO10%_SKYLIGHTRATIO10%.json
30 | 30 | 8 | 180 | 40% | 30% | 1800 | 8 | 8 | 1.5333 | 0.38333 | 47.4542 | 0.846 | 48.3002 | WIDTH30_LENGTH60_HIGHT16_ORIENTATION45_WINDOWSRATIO10%_SKYLIGHTRATIO10%_3Dview.png | WIDTH30_LENGTH60_HIGHT16_ORIENTATION45_WINDOWSRATIO10%_SKYLIGHTRATIO10%.json
30 | 30 | 8 | 225 | 40% | 30% | 1800 | 8 | 8 | 1.5333 | 0.38333 | 47.3174 | 0.91968 | 48.237 | WIDTH40_LENGTH60_HIGHT16_ORIENTATION45_WINDOWSRATIO10%_SKYLIGHTRATIO10%_3Dview.png | WIDTH40_LENGTH60_HIGHT16_ORIENTATION45_WINDOWSRATIO10%_SKYLIGHTRATIO10%.json
30 | 30 | 8 | 270 | 40% | 30% | 1800 | 8 | 8 | 1.5333 | 0.38333 | 47.4542 | 0.846 | 48.3002 | WIDTH50_LENGTH60_HIGHT16_ORIENTATION45_WINDOWSRATIO10%_SKYLIGHTRATIO10%_3Dview.png | WIDTH50_LENGTH60_HIGHT16_ORIENTATION45_WINDOWSRATIO10%_SKYLIGHTRATIO10%.json
30 | 30 | 8 | 315 | 40% | 30% | 1800 | 8 | 8 | 1.5333 | 0.38333 | 47.3174 | 0.91968 | 48.237 | WIDTH60_LENGTH60_HIGHT16_ORIENTATION45_WINDOWSRATIO10%_SKYLIGHTRATIO10%_3Dview.png | WIDTH60_LENGTH60_HIGHT16_ORIENTATION45_WINDOWSRATIO10%_SKYLIGHTRATIO10%.json
30 | 30 | 8 | 0 | 10% | 40% | 1800 | 8 | 8 | 1.5333 | 0.38333 | 44.9454 | 1.4605 | 46.4059 | WIDTH30_LENGTH30_HIGHT8_ORIENTATION90_WINDOWSRATIO10%_SKYLIGHTRATIO10%_3Dview.png | WIDTH30_LENGTH30_HIGHT8_ORIENTATION90_WINDOWSRATIO10%_SKYLIGHTRATIO10%.json
30 | 30 | 8 | 45 | 10% | 40% | 1800 | 8 | 8 | 1.5333 | 0.38333 | 44.8004 | 1.5316 | 46.332 | WIDTH40_LENGTH30_HIGHT8_ORIENTATION90_WINDOWSRATIO10%_SKYLIGHTRATIO10%_3Dview.png | WIDTH40_LENGTH30_HIGHT8_ORIENTATION90_WINDOWSRATIO10%_SKYLIGHTRATIO10%.json
30 | 30 | 8 | 90 | 10% | 40% | 1800 | 8 | 8 | 1.5333 | 0.38333 | 44.9454 | 1.4605 | 46.4059 | WIDTH50_LENGTH30_HIGHT8_ORIENTATION90_WINDOWSRATIO10%_SKYLIGHTRATIO10%_3Dview.png | WIDTH50_LENGTH30_HIGHT8_ORIENTATION90_WINDOWSRATIO10%_SKYLIGHTRATIO10%.json
30 | 30 | 8 | 135 | 10% | 40% | 1800 | 8 | 8 | 1.5333 | 0.38333 | 44.8004 | 1.5316 | 46.332 | WIDTH60_LENGTH30_HIGHT8_ORIENTATION90_WINDOWSRATIO10%_SKYLIGHTRATIO10%_3Dview.png | WIDTH60_LENGTH30_HIGHT8_ORIENTATION90_WINDOWSRATIO10%_SKYLIGHTRATIO10%.json
30 | 30 | 8 | 180 | 10% | 40% | 1800 | 8 | 8 | 1.5333 | 0.38333 | 44.9454 | 1.4605 | 46.4059 | WIDTH30_LENGTH40_HIGHT8_ORIENTATION90_WINDOWSRATIO10%_SKYLIGHTRATIO10%_3Dview.png | WIDTH30_LENGTH40_HIGHT8_ORIENTATION90_WINDOWSRATIO10%_SKYLIGHTRATIO10%.json
30 | 30 | 8 | 225 | 10% | 40% | 1800 | 8 | 8 | 1.5333 | 0.38333 | 44.8228 | 1.5252 | 46.3481 | WIDTH40_LENGTH40_HIGHT8_ORIENTATION90_WINDOWSRATIO10%_SKYLIGHTRATIO10%_3Dview.png | WIDTH40_LENGTH40_HIGHT8_ORIENTATION90_WINDOWSRATIO10%_SKYLIGHTRATIO10%.json
30 | 30 | 8 | 270 | 10% | 40% | 1800 | 8 | 8 | 1.5333 | 0.38333 | 44.9454 | 1.4605 | 46.4059 | WIDTH50_LENGTH40_HIGHT8_ORIENTATION90_WINDOWSRATIO10%_SKYLIGHTRATIO10%_3Dview.png | WIDTH50_LENGTH40_HIGHT8_ORIENTATION90_WINDOWSRATIO10%_SKYLIGHTRATIO10%.json
30 | 30 | 8 | 315 | 10% | 40% | 1800 | 8 | 8 | 1.5333 | 0.38333 | 44.8228 | 1.5252 | 46.3481 | WIDTH60_LENGTH40_HIGHT8_ORIENTATION90_WINDOWSRATIO10%_SKYLIGHTRATIO10%_3Dview.png | WIDTH60_LENGTH40_HIGHT8_ORIENTATION90_WINDOWSRATIO10%_SKYLIGHTRATIO10%.json
30 | 30 | 8 | 0 | 20% | 40% | 1800 | 8 | 8 | 1.5333 | 0.38333 | 46.0737 | 1.1952 | 47.2689 | WIDTH30_LENGTH50_HIGHT8_ORIENTATION90_WINDOWSRATIO10%_SKYLIGHTRATIO10%_3Dview.png | WIDTH30_LENGTH50_HIGHT8_ORIENTATION90_WINDOWSRATIO10%_SKYLIGHTRATIO10%.json
30 | 30 | 8 | 45 | 20% | 40% | 1800 | 8 | 8 | 1.5333 | 0.38333 | 45.9277 | 1.2721 | 47.1998 | WIDTH40_LENGTH50_HIGHT8_ORIENTATION90_WINDOWSRATIO10%_SKYLIGHTRATIO10%_3Dview.png | WIDTH40_LENGTH50_HIGHT8_ORIENTATION90_WINDOWSRATIO10%_SKYLIGHTRATIO10%.json
30 | 30 | 8 | 90 | 20% | 40% | 1800 | 8 | 8 | 1.5333 | 0.38333 | 46.0737 | 1.1952 | 47.2689 | WIDTH50_LENGTH50_HIGHT8_ORIENTATION90_WINDOWSRATIO10%_SKYLIGHTRATIO10%_3Dview.png | WIDTH50_LENGTH50_HIGHT8_ORIENTATION90_WINDOWSRATIO10%_SKYLIGHTRATIO10%.json
30 | 30 | 8 | 135 | 20% | 40% | 1800 | 8 | 8 | 1.5333 | 0.38333 | 45.9277 | 1.2721 | 47.1998 | WIDTH60_LENGTH50_HIGHT8_ORIENTATION90_WINDOWSRATIO10%_SKYLIGHTRATIO10%_3Dview.png | WIDTH60_LENGTH50_HIGHT8_ORIENTATION90_WINDOWSRATIO10%_SKYLIGHTRATIO10%.json
30 | 30 | 8 | 180 | 20% | 40% | 1800 | 8 | 8 | 1.5333 | 0.38333 | 46.0737 | 1.1952 | 47.2689 | WIDTH30_LENGTH60_HIGHT8_ORIENTATION90_WINDOWSRATIO10%_SKYLIGHTRATIO10%_3Dview.png | WIDTH30_LENGTH60_HIGHT8_ORIENTATION90_WINDOWSRATIO10%_SKYLIGHTRATIO10%.json
30 | 30 | 8 | 225 | 20% | 40% | 1800 | 8 | 8 | 1.5333 | 0.38333 | 45.944 | 1.2658 | 47.2097 | WIDTH40_LENGTH60_HIGHT8_ORIENTATION90_WINDOWSRATIO10%_SKYLIGHTRATIO10%_3Dview.png | WIDTH40_LENGTH60_HIGHT8_ORIENTATION90_WINDOWSRATIO10%_SKYLIGHTRATIO10%.json
30 | 30 | 8 | 270 | 20% | 40% | 1800 | 8 | 8 | 1.5333 | 0.38333 | 46.0737 | 1.1952 | 47.2689 | WIDTH50_LENGTH60_HIGHT8_ORIENTATION90_WINDOWSRATIO10%_SKYLIGHTRATIO10%_3Dview.png | WIDTH50_LENGTH60_HIGHT8_ORIENTATION90_WINDOWSRATIO10%_SKYLIGHTRATIO10%.json
30 | 30 | 8 | 315 | 20% | 40% | 1800 | 8 | 8 | 1.5333 | 0.38333 | 45.944 | 1.2658 | 47.2097 | WIDTH60_LENGTH60_HIGHT8_ORIENTATION90_WINDOWSRATIO10%_SKYLIGHTRATIO10%_3Dview.png | WIDTH60_LENGTH60_HIGHT8_ORIENTATION90_WINDOWSRATIO10%_SKYLIGHTRATIO10%.json
30 | 30 | 8 | 0 | 30% | 40% | 1800 | 8 | 8 | 1.5333 | 0.38333 | 46.9023 | 0.98588 | 47.8881 | WIDTH30_LENGTH30_HIGHT12_ORIENTATION90_WINDOWSRATIO10%_SKYLIGHTRATIO10%_3Dview.png | WIDTH30_LENGTH30_HIGHT12_ORIENTATION90_WINDOWSRATIO10%_SKYLIGHTRATIO10%.json
30 | 30 | 8 | 45 | 30% | 40% | 1800 | 8 | 8 | 1.5333 | 0.38333 | 46.7521 | 1.0657 | 47.8177 | WIDTH40_LENGTH30_HIGHT12_ORIENTATION90_WINDOWSRATIO10%_SKYLIGHTRATIO10%_3Dview.png | WIDTH40_LENGTH30_HIGHT12_ORIENTATION90_WINDOWSRATIO10%_SKYLIGHTRATIO10%.json
30 | 30 | 8 | 90 | 30% | 40% | 1800 | 8 | 8 | 1.5333 | 0.38333 | 46.9023 | 0.98588 | 47.8881 | WIDTH50_LENGTH30_HIGHT12_ORIENTATION90_WINDOWSRATIO10%_SKYLIGHTRATIO10%_3Dview.png | WIDTH50_LENGTH30_HIGHT12_ORIENTATION90_WINDOWSRATIO10%_SKYLIGHTRATIO10%.json
30 | 30 | 8 | 135 | 30% | 40% | 1800 | 8 | 8 | 1.5333 | 0.38333 | 46.7521 | 1.0657 | 47.8177 | WIDTH60_LENGTH30_HIGHT12_ORIENTATION90_WINDOWSRATIO10%_SKYLIGHTRATIO10%_3Dview.png | WIDTH60_LENGTH30_HIGHT12_ORIENTATION90_WINDOWSRATIO10%_SKYLIGHTRATIO10%.json
30 | 30 | 8 | 180 | 30% | 40% | 1800 | 8 | 8 | 1.5333 | 0.38333 | 46.9023 | 0.98588 | 47.8881 | WIDTH30_LENGTH40_HIGHT12_ORIENTATION90_WINDOWSRATIO10%_SKYLIGHTRATIO10%_3Dview.png | WIDTH30_LENGTH40_HIGHT12_ORIENTATION90_WINDOWSRATIO10%_SKYLIGHTRATIO10%.json
30 | 30 | 8 | 225 | 30% | 40% | 1800 | 8 | 8 | 1.5333 | 0.38333 | 46.7656 | 1.0609 | 47.8265 | WIDTH40_LENGTH40_HIGHT12_ORIENTATION90_WINDOWSRATIO10%_SKYLIGHTRATIO10%_3Dview.png | WIDTH40_LENGTH40_HIGHT12_ORIENTATION90_WINDOWSRATIO10%_SKYLIGHTRATIO10%.json
30 | 30 | 8 | 270 | 30% | 40% | 1800 | 8 | 8 | 1.5333 | 0.38333 | 46.9023 | 0.98588 | 47.8881 | WIDTH50_LENGTH40_HIGHT12_ORIENTATION90_WINDOWSRATIO10%_SKYLIGHTRATIO10%_3Dview.png | WIDTH50_LENGTH40_HIGHT12_ORIENTATION90_WINDOWSRATIO10%_SKYLIGHTRATIO10%.json
30 | 30 | 8 | 315 | 30% | 40% | 1800 | 8 | 8 | 1.5333 | 0.38333 | 46.7656 | 1.0609 | 47.8265 | WIDTH60_LENGTH40_HIGHT12_ORIENTATION90_WINDOWSRATIO10%_SKYLIGHTRATIO10%_3Dview.png | WIDTH60_LENGTH40_HIGHT12_ORIENTATION90_WINDOWSRATIO10%_SKYLIGHTRATIO10%.json
30 | 30 | 8 | 0 | 40% | 40% | 1800 | 8 | 8 | 1.5333 | 0.38333 | 47.505 | 0.82828 | 48.3333 | WIDTH30_LENGTH50_HIGHT12_ORIENTATION90_WINDOWSRATIO10%_SKYLIGHTRATIO10%_3Dview.png | WIDTH30_LENGTH50_HIGHT12_ORIENTATION90_WINDOWSRATIO10%_SKYLIGHTRATIO10%.json
30 | 30 | 8 | 45 | 40% | 40% | 1800 | 8 | 8 | 1.5333 | 0.38333 | 47.3591 | 0.90446 | 48.2636 | WIDTH40_LENGTH50_HIGHT12_ORIENTATION90_WINDOWSRATIO10%_SKYLIGHTRATIO10%_3Dview.png | WIDTH40_LENGTH50_HIGHT12_ORIENTATION90_WINDOWSRATIO10%_SKYLIGHTRATIO10%.json
30 | 30 | 8 | 90 | 40% | 40% | 1800 | 8 | 8 | 1.5333 | 0.38333 | 47.505 | 0.82828 | 48.3333 | WIDTH50_LENGTH50_HIGHT12_ORIENTATION90_WINDOWSRATIO10%_SKYLIGHTRATIO10%_3Dview.png | WIDTH50_LENGTH50_HIGHT12_ORIENTATION90_WINDOWSRATIO10%_SKYLIGHTRATIO10%.json
30 | 30 | 8 | 135 | 40% | 40% | 1800 | 8 | 8 | 1.5333 | 0.38333 | 47.3591 | 0.90446 | 48.2636 | WIDTH60_LENGTH50_HIGHT12_ORIENTATION90_WINDOWSRATIO10%_SKYLIGHTRATIO10%_3Dview.png | WIDTH60_LENGTH50_HIGHT12_ORIENTATION90_WINDOWSRATIO10%_SKYLIGHTRATIO10%.json
30 | 30 | 8 | 180 | 40% | 40% | 1800 | 8 | 8 | 1.5333 | 0.38333 | 47.505 | 0.82828 | 48.3333 | WIDTH30_LENGTH60_HIGHT12_ORIENTATION90_WINDOWSRATIO10%_SKYLIGHTRATIO10%_3Dview.png | WIDTH30_LENGTH60_HIGHT12_ORIENTATION90_WINDOWSRATIO10%_SKYLIGHTRATIO10%.json
30 | 30 | 8 | 225 | 40% | 40% | 1800 | 8 | 8 | 1.5333 | 0.38333 | 47.3701 | 0.9003 | 48.2704 | WIDTH40_LENGTH60_HIGHT12_ORIENTATION90_WINDOWSRATIO10%_SKYLIGHTRATIO10%_3Dview.png | WIDTH40_LENGTH60_HIGHT12_ORIENTATION90_WINDOWSRATIO10%_SKYLIGHTRATIO10%.json
30 | 30 | 8 | 270 | 40% | 40% | 1800 | 8 | 8 | 1.5333 | 0.38333 | 47.505 | 0.82828 | 48.3333 | WIDTH50_LENGTH60_HIGHT12_ORIENTATION90_WINDOWSRATIO10%_SKYLIGHTRATIO10%_3Dview.png | WIDTH50_LENGTH60_HIGHT12_ORIENTATION90_WINDOWSRATIO10%_SKYLIGHTRATIO10%.json
30 | 30 | 8 | 315 | 40% | 40% | 1800 | 8 | 8 | 1.5333 | 0.38333 | 47.3701 | 0.9003 | 48.2704 | WIDTH60_LENGTH60_HIGHT12_ORIENTATION90_WINDOWSRATIO10%_SKYLIGHTRATIO10%_3Dview.png | WIDTH60_LENGTH60_HIGHT12_ORIENTATION90_WINDOWSRATIO10%_SKYLIGHTRATIO10%.json
40 | 30 | 8 | 0 | 10% | 10% | 2400 | 8 | 18 | 1.4667 | 0.36667 | 43.7648 | 1.5139 | 45.2788 | WIDTH30_LENGTH30_HIGHT16_ORIENTATION90_WINDOWSRATIO10%_SKYLIGHTRATIO10%_3Dview.png | WIDTH30_LENGTH30_HIGHT16_ORIENTATION90_WINDOWSRATIO10%_SKYLIGHTRATIO10%.json
30 | 40 | 8 | 0 | 10% | 10% | 2400 | 18 | 8 | 1.4667 | 0.36667 | 43.7624 | 1.5441 | 45.3065 | WIDTH40_LENGTH30_HIGHT16_ORIENTATION90_WINDOWSRATIO10%_SKYLIGHTRATIO10%_3Dview.png | WIDTH40_LENGTH30_HIGHT16_ORIENTATION90_WINDOWSRATIO10%_SKYLIGHTRATIO10%.json
40 | 30 | 8 | 45 | 10% | 10% | 2400 | 8 | 18 | 1.4667 | 0.36667 | 43.6433 | 1.5915 | 45.2349 | WIDTH50_LENGTH30_HIGHT16_ORIENTATION90_WINDOWSRATIO10%_SKYLIGHTRATIO10%_3Dview.png | WIDTH50_LENGTH30_HIGHT16_ORIENTATION90_WINDOWSRATIO10%_SKYLIGHTRATIO10%.json
30 | 40 | 8 | 45 | 10% | 10% | 2400 | 18 | 8 | 1.4667 | 0.36667 | -999 | -999 | -999 | WIDTH60_LENGTH30_HIGHT16_ORIENTATION90_WINDOWSRATIO10%_SKYLIGHTRATIO10%_3Dview.png | WIDTH60_LENGTH30_HIGHT16_ORIENTATION90_WINDOWSRATIO10%_SKYLIGHTRATIO10%.json
40 | 30 | 8 | 90 | 10% | 10% | 2400 | 8 | 18 | 1.4667 | 0.36667 | 43.7624 | 1.5434 | 45.3058 | WIDTH30_LENGTH40_HIGHT16_ORIENTATION90_WINDOWSRATIO10%_SKYLIGHTRATIO10%_3Dview.png | WIDTH30_LENGTH40_HIGHT16_ORIENTATION90_WINDOWSRATIO10%_SKYLIGHTRATIO10%.json
30 | 40 | 8 | 90 | 10% | 10% | 2400 | 18 | 8 | 1.4667 | 0.36667 | 43.7644 | 1.514 | 45.2784 | WIDTH40_LENGTH40_HIGHT16_ORIENTATION90_WINDOWSRATIO10%_SKYLIGHTRATIO10%_3Dview.png | WIDTH40_LENGTH40_HIGHT16_ORIENTATION90_WINDOWSRATIO10%_SKYLIGHTRATIO10%.json
40 | 30 | 8 | 135 | 10% | 10% | 2400 | 8 | 18 | 1.4667 | 0.36667 | 43.6447 | 1.5883 | 45.2331 | WIDTH50_LENGTH40_HIGHT16_ORIENTATION90_WINDOWSRATIO10%_SKYLIGHTRATIO10%_3Dview.png | WIDTH50_LENGTH40_HIGHT16_ORIENTATION90_WINDOWSRATIO10%_SKYLIGHTRATIO10%.json
30 | 40 | 8 | 135 | 10% | 10% | 2400 | 18 | 8 | 1.4667 | 0.36667 | 43.6476 | 1.5909 | 45.2385 | WIDTH60_LENGTH40_HIGHT16_ORIENTATION90_WINDOWSRATIO10%_SKYLIGHTRATIO10%_3Dview.png | WIDTH60_LENGTH40_HIGHT16_ORIENTATION90_WINDOWSRATIO10%_SKYLIGHTRATIO10%.json
40 | 30 | 8 | 180 | 10% | 10% | 2400 | 8 | 18 | 1.4667 | 0.36667 | 43.7648 | 1.5139 | 45.2788 | WIDTH30_LENGTH50_HIGHT16_ORIENTATION90_WINDOWSRATIO10%_SKYLIGHTRATIO10%_3Dview.png | WIDTH30_LENGTH50_HIGHT16_ORIENTATION90_WINDOWSRATIO10%_SKYLIGHTRATIO10%.json
30 | 40 | 8 | 180 | 10% | 10% | 2400 | 18 | 8 | 1.4667 | 0.36667 | 43.7624 | 1.5441 | 45.3065 | WIDTH40_LENGTH50_HIGHT16_ORIENTATION90_WINDOWSRATIO10%_SKYLIGHTRATIO10%_3Dview.png | WIDTH40_LENGTH50_HIGHT16_ORIENTATION90_WINDOWSRATIO10%_SKYLIGHTRATIO10%.json
40 | 30 | 8 | 225 | 10% | 10% | 2400 | 8 | 18 | 1.4667 | 0.36667 | 43.6484 | 1.5905 | 45.2389 | WIDTH50_LENGTH50_HIGHT16_ORIENTATION90_WINDOWSRATIO10%_SKYLIGHTRATIO10%_3Dview.png | WIDTH50_LENGTH50_HIGHT16_ORIENTATION90_WINDOWSRATIO10%_SKYLIGHTRATIO10%.json
30 | 40 | 8 | 225 | 10% | 10% | 2400 | 18 | 8 | 1.4667 | 0.36667 | 43.6457 | 1.5879 | 45.2336 | WIDTH60_LENGTH50_HIGHT16_ORIENTATION90_WINDOWSRATIO10%_SKYLIGHTRATIO10%_3Dview.png | WIDTH60_LENGTH50_HIGHT16_ORIENTATION90_WINDOWSRATIO10%_SKYLIGHTRATIO10%.json
40 | 30 | 8 | 270 | 10% | 10% | 2400 | 8 | 18 | 1.4667 | 0.36667 | 43.7624 | 1.5434 | 45.3058 | WIDTH30_LENGTH60_HIGHT16_ORIENTATION90_WINDOWSRATIO10%_SKYLIGHTRATIO10%_3Dview.png | WIDTH30_LENGTH60_HIGHT16_ORIENTATION90_WINDOWSRATIO10%_SKYLIGHTRATIO10%.json
30 | 40 | 8 | 270 | 10% | 10% | 2400 | 18 | 8 | 1.4667 | 0.36667 | 43.7644 | 1.514 | 45.2784 | WIDTH40_LENGTH60_HIGHT16_ORIENTATION90_WINDOWSRATIO10%_SKYLIGHTRATIO10%_3Dview.png | WIDTH40_LENGTH60_HIGHT16_ORIENTATION90_WINDOWSRATIO10%_SKYLIGHTRATIO10%.json
40 | 30 | 8 | 315 | 10% | 10% | 2400 | 8 | 18 | 1.4667 | 0.36667 | 43.6456 | 1.5852 | 45.2308 | WIDTH50_LENGTH60_HIGHT16_ORIENTATION90_WINDOWSRATIO10%_SKYLIGHTRATIO10%_3Dview.png | WIDTH50_LENGTH60_HIGHT16_ORIENTATION90_WINDOWSRATIO10%_SKYLIGHTRATIO10%.json
30 | 40 | 8 | 315 | 10% | 10% | 2400 | 18 | 8 | 1.4667 | 0.36667 | 43.6458 | 1.5917 | 45.2375 | WIDTH60_LENGTH60_HIGHT16_ORIENTATION90_WINDOWSRATIO10%_SKYLIGHTRATIO10%_3Dview.png | WIDTH60_LENGTH60_HIGHT16_ORIENTATION90_WINDOWSRATIO10%_SKYLIGHTRATIO10%.json
40 | 30 | 8 | 0 | 20% | 10% | 2400 | 8 | 18 | 1.4667 | 0.36667 | 44.9181 | 1.2545 | 46.1725 | WIDTH30_LENGTH30_HIGHT8_ORIENTATION135_WINDOWSRATIO10%_SKYLIGHTRATIO10%_3Dview.png | WIDTH30_LENGTH30_HIGHT8_ORIENTATION135_WINDOWSRATIO10%_SKYLIGHTRATIO10%.json
30 | 40 | 8 | 0 | 20% | 10% | 2400 | 18 | 8 | 1.4667 | 0.36667 | 44.9052 | 1.2917 | 46.1968 | WIDTH40_LENGTH30_HIGHT8_ORIENTATION135_WINDOWSRATIO10%_SKYLIGHTRATIO10%_3Dview.png | WIDTH40_LENGTH30_HIGHT8_ORIENTATION135_WINDOWSRATIO10%_SKYLIGHTRATIO10%.json
40 | 30 | 8 | 45 | 20% | 10% | 2400 | 8 | 18 | 1.4667 | 0.36667 | 44.7856 | 1.3421 | 46.1278 | WIDTH50_LENGTH30_HIGHT8_ORIENTATION135_WINDOWSRATIO10%_SKYLIGHTRATIO10%_3Dview.png | WIDTH50_LENGTH30_HIGHT8_ORIENTATION135_WINDOWSRATIO10%_SKYLIGHTRATIO10%.json
30 | 40 | 8 | 45 | 20% | 10% | 2400 | 18 | 8 | 1.4667 | 0.36667 | 44.7827 | 1.3377 | 46.1204 | WIDTH60_LENGTH30_HIGHT8_ORIENTATION135_WINDOWSRATIO10%_SKYLIGHTRATIO10%_3Dview.png | WIDTH60_LENGTH30_HIGHT8_ORIENTATION135_WINDOWSRATIO10%_SKYLIGHTRATIO10%.json
40 | 30 | 8 | 90 | 20% | 10% | 2400 | 8 | 18 | 1.4667 | 0.36667 | 44.9053 | 1.291 | 46.1963 | WIDTH30_LENGTH40_HIGHT8_ORIENTATION135_WINDOWSRATIO10%_SKYLIGHTRATIO10%_3Dview.png | WIDTH30_LENGTH40_HIGHT8_ORIENTATION135_WINDOWSRATIO10%_SKYLIGHTRATIO10%.json
30 | 40 | 8 | 90 | 20% | 10% | 2400 | 18 | 8 | 1.4667 | 0.36667 | 44.9176 | 1.2545 | 46.1721 | WIDTH40_LENGTH40_HIGHT8_ORIENTATION135_WINDOWSRATIO10%_SKYLIGHTRATIO10%_3Dview.png | WIDTH40_LENGTH40_HIGHT8_ORIENTATION135_WINDOWSRATIO10%_SKYLIGHTRATIO10%.json
40 | 30 | 8 | 135 | 20% | 10% | 2400 | 8 | 18 | 1.4667 | 0.36667 | 44.7814 | 1.338 | 46.1194 | WIDTH50_LENGTH40_HIGHT8_ORIENTATION135_WINDOWSRATIO10%_SKYLIGHTRATIO10%_3Dview.png | WIDTH50_LENGTH40_HIGHT8_ORIENTATION135_WINDOWSRATIO10%_SKYLIGHTRATIO10%.json
30 | 40 | 8 | 135 | 20% | 10% | 2400 | 18 | 8 | 1.4667 | 0.36667 | 44.7884 | 1.3412 | 46.1297 | WIDTH60_LENGTH40_HIGHT8_ORIENTATION135_WINDOWSRATIO10%_SKYLIGHTRATIO10%_3Dview.png | WIDTH60_LENGTH40_HIGHT8_ORIENTATION135_WINDOWSRATIO10%_SKYLIGHTRATIO10%.json
40 | 30 | 8 | 180 | 20% | 10% | 2400 | 8 | 18 | 1.4667 | 0.36667 | 44.9181 | 1.2545 | 46.1725 | WIDTH30_LENGTH50_HIGHT8_ORIENTATION135_WINDOWSRATIO10%_SKYLIGHTRATIO10%_3Dview.png | WIDTH30_LENGTH50_HIGHT8_ORIENTATION135_WINDOWSRATIO10%_SKYLIGHTRATIO10%.json
30 | 40 | 8 | 180 | 20% | 10% | 2400 | 18 | 8 | 1.4667 | 0.36667 | 44.9052 | 1.2917 | 46.1968 | WIDTH40_LENGTH50_HIGHT8_ORIENTATION135_WINDOWSRATIO10%_SKYLIGHTRATIO10%_3Dview.png | WIDTH40_LENGTH50_HIGHT8_ORIENTATION135_WINDOWSRATIO10%_SKYLIGHTRATIO10%.json
40 | 30 | 8 | 225 | 20% | 10% | 2400 | 8 | 18 | 1.4667 | 0.36667 | 44.79 | 1.3414 | 46.1313 | WIDTH50_LENGTH50_HIGHT8_ORIENTATION135_WINDOWSRATIO10%_SKYLIGHTRATIO10%_3Dview.png | WIDTH50_LENGTH50_HIGHT8_ORIENTATION135_WINDOWSRATIO10%_SKYLIGHTRATIO10%.json
30 | 40 | 8 | 225 | 20% | 10% | 2400 | 18 | 8 | 1.4667 | 0.36667 | 44.7823 | 1.3377 | 46.12 | WIDTH60_LENGTH50_HIGHT8_ORIENTATION135_WINDOWSRATIO10%_SKYLIGHTRATIO10%_3Dview.png | WIDTH60_LENGTH50_HIGHT8_ORIENTATION135_WINDOWSRATIO10%_SKYLIGHTRATIO10%.json
40 | 30 | 8 | 270 | 20% | 10% | 2400 | 8 | 18 | 1.4667 | 0.36667 | 44.9053 | 1.291 | 46.1963 | WIDTH30_LENGTH60_HIGHT8_ORIENTATION135_WINDOWSRATIO10%_SKYLIGHTRATIO10%_3Dview.png | WIDTH30_LENGTH60_HIGHT8_ORIENTATION135_WINDOWSRATIO10%_SKYLIGHTRATIO10%.json
30 | 40 | 8 | 270 | 20% | 10% | 2400 | 18 | 8 | 1.4667 | 0.36667 | 44.9176 | 1.2545 | 46.1721 | WIDTH40_LENGTH60_HIGHT8_ORIENTATION135_WINDOWSRATIO10%_SKYLIGHTRATIO10%_3Dview.png | WIDTH40_LENGTH60_HIGHT8_ORIENTATION135_WINDOWSRATIO10%_SKYLIGHTRATIO10%.json
40 | 30 | 8 | 315 | 20% | 10% | 2400 | 8 | 18 | 1.4667 | 0.36667 | 44.7831 | 1.3374 | 46.1205 | WIDTH50_LENGTH60_HIGHT8_ORIENTATION135_WINDOWSRATIO10%_SKYLIGHTRATIO10%_3Dview.png | WIDTH50_LENGTH60_HIGHT8_ORIENTATION135_WINDOWSRATIO10%_SKYLIGHTRATIO10%.json
30 | 40 | 8 | 315 | 20% | 10% | 2400 | 18 | 8 | 1.4667 | 0.36667 | 44.7868 | 1.3419 | 46.1286 | WIDTH60_LENGTH60_HIGHT8_ORIENTATION135_WINDOWSRATIO10%_SKYLIGHTRATIO10%_3Dview.png | WIDTH60_LENGTH60_HIGHT8_ORIENTATION135_WINDOWSRATIO10%_SKYLIGHTRATIO10%.json
40 | 30 | 8 | 0 | 30% | 10% | 2400 | 8 | 18 | 1.4667 | 0.36667 | 45.79 | 1.0432 | 46.8332 | WIDTH30_LENGTH30_HIGHT12_ORIENTATION135_WINDOWSRATIO10%_SKYLIGHTRATIO10%_3Dview.png | WIDTH30_LENGTH30_HIGHT12_ORIENTATION135_WINDOWSRATIO10%_SKYLIGHTRATIO10%.json
30 | 40 | 8 | 0 | 30% | 10% | 2400 | 18 | 8 | 1.4667 | 0.36667 | 45.7588 | 1.0865 | 46.8454 | WIDTH40_LENGTH30_HIGHT12_ORIENTATION135_WINDOWSRATIO10%_SKYLIGHTRATIO10%_3Dview.png | WIDTH40_LENGTH30_HIGHT12_ORIENTATION135_WINDOWSRATIO10%_SKYLIGHTRATIO10%.json
40 | 30 | 8 | 45 | 30% | 10% | 2400 | 8 | 18 | 1.4667 | 0.36667 | 45.6368 | 1.1395 | 46.7763 | WIDTH50_LENGTH30_HIGHT12_ORIENTATION135_WINDOWSRATIO10%_SKYLIGHTRATIO10%_3Dview.png | WIDTH50_LENGTH30_HIGHT12_ORIENTATION135_WINDOWSRATIO10%_SKYLIGHTRATIO10%.json
30 | 40 | 8 | 45 | 30% | 10% | 2400 | 18 | 8 | 1.4667 | 0.36667 | 45.6347 | 1.1354 | 46.7701 | WIDTH60_LENGTH30_HIGHT12_ORIENTATION135_WINDOWSRATIO10%_SKYLIGHTRATIO10%_3Dview.png | WIDTH60_LENGTH30_HIGHT12_ORIENTATION135_WINDOWSRATIO10%_SKYLIGHTRATIO10%.json
40 | 30 | 8 | 90 | 30% | 10% | 2400 | 8 | 18 | 1.4667 | 0.36667 | 45.7589 | 1.0859 | 46.8449 | WIDTH30_LENGTH40_HIGHT12_ORIENTATION135_WINDOWSRATIO10%_SKYLIGHTRATIO10%_3Dview.png | WIDTH30_LENGTH40_HIGHT12_ORIENTATION135_WINDOWSRATIO10%_SKYLIGHTRATIO10%.json
30 | 40 | 8 | 90 | 30% | 10% | 2400 | 18 | 8 | 1.4667 | 0.36667 | 45.7897 | 1.0432 | 46.8328 | WIDTH40_LENGTH40_HIGHT12_ORIENTATION135_WINDOWSRATIO10%_SKYLIGHTRATIO10%_3Dview.png | WIDTH40_LENGTH40_HIGHT12_ORIENTATION135_WINDOWSRATIO10%_SKYLIGHTRATIO10%.json
40 | 30 | 8 | 135 | 30% | 10% | 2400 | 8 | 18 | 1.4667 | 0.36667 | 45.6338 | 1.1361 | 46.7698 | WIDTH50_LENGTH40_HIGHT12_ORIENTATION135_WINDOWSRATIO10%_SKYLIGHTRATIO10%_3Dview.png | WIDTH50_LENGTH40_HIGHT12_ORIENTATION135_WINDOWSRATIO10%_SKYLIGHTRATIO10%.json
30 | 40 | 8 | 135 | 30% | 10% | 2400 | 18 | 8 | 1.4667 | 0.36667 | 45.6389 | 1.1392 | 46.778 | WIDTH60_LENGTH40_HIGHT12_ORIENTATION135_WINDOWSRATIO10%_SKYLIGHTRATIO10%_3Dview.png | WIDTH60_LENGTH40_HIGHT12_ORIENTATION135_WINDOWSRATIO10%_SKYLIGHTRATIO10%.json
40 | 30 | 8 | 180 | 30% | 10% | 2400 | 8 | 18 | 1.4667 | 0.36667 | 45.79 | 1.0432 | 46.8332 | WIDTH30_LENGTH50_HIGHT12_ORIENTATION135_WINDOWSRATIO10%_SKYLIGHTRATIO10%_3Dview.png | WIDTH30_LENGTH50_HIGHT12_ORIENTATION135_WINDOWSRATIO10%_SKYLIGHTRATIO10%.json
30 | 40 | 8 | 180 | 30% | 10% | 2400 | 18 | 8 | 1.4667 | 0.36667 | 45.7588 | 1.0865 | 46.8454 | WIDTH40_LENGTH50_HIGHT12_ORIENTATION135_WINDOWSRATIO10%_SKYLIGHTRATIO10%_3Dview.png | WIDTH40_LENGTH50_HIGHT12_ORIENTATION135_WINDOWSRATIO10%_SKYLIGHTRATIO10%.json
40 | 30 | 8 | 225 | 30% | 10% | 2400 | 8 | 18 | 1.4667 | 0.36667 | 45.6395 | 1.1389 | 46.7784 | WIDTH50_LENGTH50_HIGHT12_ORIENTATION135_WINDOWSRATIO10%_SKYLIGHTRATIO10%_3Dview.png | WIDTH50_LENGTH50_HIGHT12_ORIENTATION135_WINDOWSRATIO10%_SKYLIGHTRATIO10%.json
30 | 40 | 8 | 225 | 30% | 10% | 2400 | 18 | 8 | 1.4667 | 0.36667 | 45.6348 | 1.1358 | 46.7706 | WIDTH60_LENGTH50_HIGHT12_ORIENTATION135_WINDOWSRATIO10%_SKYLIGHTRATIO10%_3Dview.png | WIDTH60_LENGTH50_HIGHT12_ORIENTATION135_WINDOWSRATIO10%_SKYLIGHTRATIO10%.json
40 | 30 | 8 | 270 | 30% | 10% | 2400 | 8 | 18 | 1.4667 | 0.36667 | 45.7589 | 1.0859 | 46.8449 | WIDTH30_LENGTH60_HIGHT12_ORIENTATION135_WINDOWSRATIO10%_SKYLIGHTRATIO10%_3Dview.png | WIDTH30_LENGTH60_HIGHT12_ORIENTATION135_WINDOWSRATIO10%_SKYLIGHTRATIO10%.json
30 | 40 | 8 | 270 | 30% | 10% | 2400 | 18 | 8 | 1.4667 | 0.36667 | 45.7897 | 1.0432 | 46.8328 | WIDTH40_LENGTH60_HIGHT12_ORIENTATION135_WINDOWSRATIO10%_SKYLIGHTRATIO10%_3Dview.png | WIDTH40_LENGTH60_HIGHT12_ORIENTATION135_WINDOWSRATIO10%_SKYLIGHTRATIO10%.json
40 | 30 | 8 | 315 | 30% | 10% | 2400 | 8 | 18 | 1.4667 | 0.36667 | 45.635 | 1.1351 | 46.7701 | WIDTH50_LENGTH60_HIGHT12_ORIENTATION135_WINDOWSRATIO10%_SKYLIGHTRATIO10%_3Dview.png | WIDTH50_LENGTH60_HIGHT12_ORIENTATION135_WINDOWSRATIO10%_SKYLIGHTRATIO10%.json
30 | 40 | 8 | 315 | 30% | 10% | 2400 | 18 | 8 | 1.4667 | 0.36667 | 45.6374 | 1.1398 | 46.7772 | WIDTH60_LENGTH60_HIGHT12_ORIENTATION135_WINDOWSRATIO10%_SKYLIGHTRATIO10%_3Dview.png | WIDTH60_LENGTH60_HIGHT12_ORIENTATION135_WINDOWSRATIO10%_SKYLIGHTRATIO10%.json
40 | 30 | 8 | 0 | 40% | 10% | 2400 | 8 | 18 | 1.4667 | 0.36667 | 46.4492 | 0.87479 | 47.324 | WIDTH30_LENGTH30_HIGHT16_ORIENTATION135_WINDOWSRATIO10%_SKYLIGHTRATIO10%_3Dview.png | WIDTH30_LENGTH30_HIGHT16_ORIENTATION135_WINDOWSRATIO10%_SKYLIGHTRATIO10%.json
30 | 40 | 8 | 0 | 40% | 10% | 2400 | 18 | 8 | 1.4667 | 0.36667 | 46.39 | 0.92069 | 47.3107 | WIDTH40_LENGTH30_HIGHT16_ORIENTATION135_WINDOWSRATIO10%_SKYLIGHTRATIO10%_3Dview.png | WIDTH40_LENGTH30_HIGHT16_ORIENTATION135_WINDOWSRATIO10%_SKYLIGHTRATIO10%.json
40 | 30 | 8 | 45 | 40% | 10% | 2400 | 8 | 18 | 1.4667 | 0.36667 | 46.2769 | 0.975 | 47.2519 | WIDTH50_LENGTH30_HIGHT16_ORIENTATION135_WINDOWSRATIO10%_SKYLIGHTRATIO10%_3Dview.png | WIDTH50_LENGTH30_HIGHT16_ORIENTATION135_WINDOWSRATIO10%_SKYLIGHTRATIO10%.json
30 | 40 | 8 | 45 | 40% | 10% | 2400 | 18 | 8 | 1.4667 | 0.36667 | 46.2827 | 0.97172 | 47.2544 | WIDTH60_LENGTH30_HIGHT16_ORIENTATION135_WINDOWSRATIO10%_SKYLIGHTRATIO10%_3Dview.png | WIDTH60_LENGTH30_HIGHT16_ORIENTATION135_WINDOWSRATIO10%_SKYLIGHTRATIO10%.json
40 | 30 | 8 | 90 | 40% | 10% | 2400 | 8 | 18 | 1.4667 | 0.36667 | 46.3902 | 0.9201 | 47.3103 | WIDTH30_LENGTH40_HIGHT16_ORIENTATION135_WINDOWSRATIO10%_SKYLIGHTRATIO10%_3Dview.png | WIDTH30_LENGTH40_HIGHT16_ORIENTATION135_WINDOWSRATIO10%_SKYLIGHTRATIO10%.json
30 | 40 | 8 | 90 | 40% | 10% | 2400 | 18 | 8 | 1.4667 | 0.36667 | 46.449 | 0.87477 | 47.3238 | WIDTH40_LENGTH40_HIGHT16_ORIENTATION135_WINDOWSRATIO10%_SKYLIGHTRATIO10%_3Dview.png | WIDTH40_LENGTH40_HIGHT16_ORIENTATION135_WINDOWSRATIO10%_SKYLIGHTRATIO10%.json
40 | 30 | 8 | 135 | 40% | 10% | 2400 | 8 | 18 | 1.4667 | 0.36667 | 46.2823 | 0.97235 | 47.2546 | WIDTH50_LENGTH40_HIGHT16_ORIENTATION135_WINDOWSRATIO10%_SKYLIGHTRATIO10%_3Dview.png | WIDTH50_LENGTH40_HIGHT16_ORIENTATION135_WINDOWSRATIO10%_SKYLIGHTRATIO10%.json
30 | 40 | 8 | 135 | 40% | 10% | 2400 | 18 | 8 | 1.4667 | 0.36667 | 46.2781 | 0.97479 | 47.2529 | WIDTH60_LENGTH40_HIGHT16_ORIENTATION135_WINDOWSRATIO10%_SKYLIGHTRATIO10%_3Dview.png | WIDTH60_LENGTH40_HIGHT16_ORIENTATION135_WINDOWSRATIO10%_SKYLIGHTRATIO10%.json
40 | 30 | 8 | 180 | 40% | 10% | 2400 | 8 | 18 | 1.4667 | 0.36667 | 46.4492 | 0.87479 | 47.324 | WIDTH30_LENGTH50_HIGHT16_ORIENTATION135_WINDOWSRATIO10%_SKYLIGHTRATIO10%_3Dview.png | WIDTH30_LENGTH50_HIGHT16_ORIENTATION135_WINDOWSRATIO10%_SKYLIGHTRATIO10%.json
30 | 40 | 8 | 180 | 40% | 10% | 2400 | 18 | 8 | 1.4667 | 0.36667 | 46.39 | 0.92069 | 47.3107 | WIDTH40_LENGTH50_HIGHT16_ORIENTATION135_WINDOWSRATIO10%_SKYLIGHTRATIO10%_3Dview.png | WIDTH40_LENGTH50_HIGHT16_ORIENTATION135_WINDOWSRATIO10%_SKYLIGHTRATIO10%.json
40 | 30 | 8 | 225 | 40% | 10% | 2400 | 8 | 18 | 1.4667 | 0.36667 | 46.2785 | 0.97454 | 47.2531 | WIDTH50_LENGTH50_HIGHT16_ORIENTATION135_WINDOWSRATIO10%_SKYLIGHTRATIO10%_3Dview.png | WIDTH50_LENGTH50_HIGHT16_ORIENTATION135_WINDOWSRATIO10%_SKYLIGHTRATIO10%.json
30 | 40 | 8 | 225 | 40% | 10% | 2400 | 18 | 8 | 1.4667 | 0.36667 | 46.283 | 0.97206 | 47.2551 | WIDTH60_LENGTH50_HIGHT16_ORIENTATION135_WINDOWSRATIO10%_SKYLIGHTRATIO10%_3Dview.png | WIDTH60_LENGTH50_HIGHT16_ORIENTATION135_WINDOWSRATIO10%_SKYLIGHTRATIO10%.json
40 | 30 | 8 | 270 | 40% | 10% | 2400 | 8 | 18 | 1.4667 | 0.36667 | 46.3902 | 0.9201 | 47.3103 | WIDTH30_LENGTH60_HIGHT16_ORIENTATION135_WINDOWSRATIO10%_SKYLIGHTRATIO10%_3Dview.png | WIDTH30_LENGTH60_HIGHT16_ORIENTATION135_WINDOWSRATIO10%_SKYLIGHTRATIO10%.json
30 | 40 | 8 | 270 | 40% | 10% | 2400 | 18 | 8 | 1.4667 | 0.36667 | 46.449 | 0.87477 | 47.3238 | WIDTH40_LENGTH60_HIGHT16_ORIENTATION135_WINDOWSRATIO10%_SKYLIGHTRATIO10%_3Dview.png | WIDTH40_LENGTH60_HIGHT16_ORIENTATION135_WINDOWSRATIO10%_SKYLIGHTRATIO10%.json
40 | 30 | 8 | 315 | 40% | 10% | 2400 | 8 | 18 | 1.4667 | 0.36667 | 46.2827 | 0.9715 | 47.2542 | WIDTH50_LENGTH60_HIGHT16_ORIENTATION135_WINDOWSRATIO10%_SKYLIGHTRATIO10%_3Dview.png | WIDTH50_LENGTH60_HIGHT16_ORIENTATION135_WINDOWSRATIO10%_SKYLIGHTRATIO10%.json
30 | 40 | 8 | 315 | 40% | 10% | 2400 | 18 | 8 | 1.4667 | 0.36667 | 46.2772 | 0.97527 | 47.2525 | WIDTH60_LENGTH60_HIGHT16_ORIENTATION135_WINDOWSRATIO10%_SKYLIGHTRATIO10%_3Dview.png | WIDTH60_LENGTH60_HIGHT16_ORIENTATION135_WINDOWSRATIO10%_SKYLIGHTRATIO10%.json
40 | 30 | 8 | 0 | 10% | 20% | 2400 | 8 | 18 | 1.4667 | 0.36667 | 45.2802 | 1.4535 | 46.7337 | WIDTH30_LENGTH30_HIGHT8_ORIENTATION180_WINDOWSRATIO10%_SKYLIGHTRATIO10%_3Dview.png | WIDTH30_LENGTH30_HIGHT8_ORIENTATION180_WINDOWSRATIO10%_SKYLIGHTRATIO10%.json
30 | 40 | 8 | 0 | 10% | 20% | 2400 | 18 | 8 | 1.4667 | 0.36667 | 45.2764 | 1.4826 | 46.759 | WIDTH40_LENGTH30_HIGHT8_ORIENTATION180_WINDOWSRATIO10%_SKYLIGHTRATIO10%_3Dview.png | WIDTH40_LENGTH30_HIGHT8_ORIENTATION180_WINDOWSRATIO10%_SKYLIGHTRATIO10%.json
40 | 30 | 8 | 45 | 10% | 20% | 2400 | 8 | 18 | 1.4667 | 0.36667 | 45.1484 | 1.5327 | 46.681 | WIDTH50_LENGTH30_HIGHT8_ORIENTATION180_WINDOWSRATIO10%_SKYLIGHTRATIO10%_3Dview.png | WIDTH50_LENGTH30_HIGHT8_ORIENTATION180_WINDOWSRATIO10%_SKYLIGHTRATIO10%.json
30 | 40 | 8 | 45 | 10% | 20% | 2400 | 18 | 8 | 1.4667 | 0.36667 | 45.1613 | 1.5241 | 46.6855 | WIDTH60_LENGTH30_HIGHT8_ORIENTATION180_WINDOWSRATIO10%_SKYLIGHTRATIO10%_3Dview.png | WIDTH60_LENGTH30_HIGHT8_ORIENTATION180_WINDOWSRATIO10%_SKYLIGHTRATIO10%.json
40 | 30 | 8 | 90 | 10% | 20% | 2400 | 8 | 18 | 1.4667 | 0.36667 | 45.2769 | 1.4822 | 46.7591 | WIDTH30_LENGTH40_HIGHT8_ORIENTATION180_WINDOWSRATIO10%_SKYLIGHTRATIO10%_3Dview.png | WIDTH30_LENGTH40_HIGHT8_ORIENTATION180_WINDOWSRATIO10%_SKYLIGHTRATIO10%.json
30 | 40 | 8 | 90 | 10% | 20% | 2400 | 18 | 8 | 1.4667 | 0.36667 | 45.2799 | 1.4534 | 46.7334 | WIDTH40_LENGTH40_HIGHT8_ORIENTATION180_WINDOWSRATIO10%_SKYLIGHTRATIO10%_3Dview.png | WIDTH40_LENGTH40_HIGHT8_ORIENTATION180_WINDOWSRATIO10%_SKYLIGHTRATIO10%.json
40 | 30 | 8 | 135 | 10% | 20% | 2400 | 8 | 18 | 1.4667 | 0.36667 | 45.1582 | 1.5263 | 46.6845 | WIDTH50_LENGTH40_HIGHT8_ORIENTATION180_WINDOWSRATIO10%_SKYLIGHTRATIO10%_3Dview.png | WIDTH50_LENGTH40_HIGHT8_ORIENTATION180_WINDOWSRATIO10%_SKYLIGHTRATIO10%.json
30 | 40 | 8 | 135 | 10% | 20% | 2400 | 18 | 8 | 1.4667 | 0.36667 | 45.1553 | 1.5324 | 46.6877 | WIDTH60_LENGTH40_HIGHT8_ORIENTATION180_WINDOWSRATIO10%_SKYLIGHTRATIO10%_3Dview.png | WIDTH60_LENGTH40_HIGHT8_ORIENTATION180_WINDOWSRATIO10%_SKYLIGHTRATIO10%.json
40 | 30 | 8 | 180 | 10% | 20% | 2400 | 8 | 18 | 1.4667 | 0.36667 | 45.2802 | 1.4535 | 46.7337 | WIDTH30_LENGTH50_HIGHT8_ORIENTATION180_WINDOWSRATIO10%_SKYLIGHTRATIO10%_3Dview.png | WIDTH30_LENGTH50_HIGHT8_ORIENTATION180_WINDOWSRATIO10%_SKYLIGHTRATIO10%.json
30 | 40 | 8 | 180 | 10% | 20% | 2400 | 18 | 8 | 1.4667 | 0.36667 | 45.2764 | 1.4826 | 46.759 | WIDTH40_LENGTH50_HIGHT8_ORIENTATION180_WINDOWSRATIO10%_SKYLIGHTRATIO10%_3Dview.png | WIDTH40_LENGTH50_HIGHT8_ORIENTATION180_WINDOWSRATIO10%_SKYLIGHTRATIO10%.json
40 | 30 | 8 | 225 | 10% | 20% | 2400 | 8 | 18 | 1.4667 | 0.36667 | 45.1672 | 1.5283 | 46.6955 | WIDTH50_LENGTH50_HIGHT8_ORIENTATION180_WINDOWSRATIO10%_SKYLIGHTRATIO10%_3Dview.png | WIDTH50_LENGTH50_HIGHT8_ORIENTATION180_WINDOWSRATIO10%_SKYLIGHTRATIO10%.json
30 | 40 | 8 | 225 | 10% | 20% | 2400 | 18 | 8 | 1.4667 | 0.36667 | 45.1604 | 1.5247 | 46.6851 | WIDTH60_LENGTH50_HIGHT8_ORIENTATION180_WINDOWSRATIO10%_SKYLIGHTRATIO10%_3Dview.png | WIDTH60_LENGTH50_HIGHT8_ORIENTATION180_WINDOWSRATIO10%_SKYLIGHTRATIO10%.json
40 | 30 | 8 | 270 | 10% | 20% | 2400 | 8 | 18 | 1.4667 | 0.36667 | 45.2769 | 1.4822 | 46.7591 | WIDTH30_LENGTH60_HIGHT8_ORIENTATION180_WINDOWSRATIO10%_SKYLIGHTRATIO10%_3Dview.png | WIDTH30_LENGTH60_HIGHT8_ORIENTATION180_WINDOWSRATIO10%_SKYLIGHTRATIO10%.json
30 | 40 | 8 | 270 | 10% | 20% | 2400 | 18 | 8 | 1.4667 | 0.36667 | 45.2799 | 1.4534 | 46.7334 | WIDTH40_LENGTH60_HIGHT8_ORIENTATION180_WINDOWSRATIO10%_SKYLIGHTRATIO10%_3Dview.png | WIDTH40_LENGTH60_HIGHT8_ORIENTATION180_WINDOWSRATIO10%_SKYLIGHTRATIO10%.json
40 | 30 | 8 | 315 | 10% | 20% | 2400 | 8 | 18 | 1.4667 | 0.36667 | 45.1582 | 1.5263 | 46.6845 | WIDTH50_LENGTH60_HIGHT8_ORIENTATION180_WINDOWSRATIO10%_SKYLIGHTRATIO10%_3Dview.png | WIDTH50_LENGTH60_HIGHT8_ORIENTATION180_WINDOWSRATIO10%_SKYLIGHTRATIO10%.json
30 | 40 | 8 | 315 | 10% | 20% | 2400 | 18 | 8 | 1.4667 | 0.36667 | 45.1564 | 1.5319 | 46.6882 | WIDTH60_LENGTH60_HIGHT8_ORIENTATION180_WINDOWSRATIO10%_SKYLIGHTRATIO10%_3Dview.png | WIDTH60_LENGTH60_HIGHT8_ORIENTATION180_WINDOWSRATIO10%_SKYLIGHTRATIO10%.json
40 | 30 | 8 | 0 | 20% | 20% | 2400 | 8 | 18 | 1.4667 | 0.36667 | 46.3858 | 1.2005 | 47.5864 | WIDTH30_LENGTH30_HIGHT12_ORIENTATION180_WINDOWSRATIO10%_SKYLIGHTRATIO10%_3Dview.png | WIDTH30_LENGTH30_HIGHT12_ORIENTATION180_WINDOWSRATIO10%_SKYLIGHTRATIO10%.json
30 | 40 | 8 | 0 | 20% | 20% | 2400 | 18 | 8 | 1.4667 | 0.36667 | 46.3713 | 1.2388 | 47.6101 | WIDTH40_LENGTH30_HIGHT12_ORIENTATION180_WINDOWSRATIO10%_SKYLIGHTRATIO10%_3Dview.png | WIDTH40_LENGTH30_HIGHT12_ORIENTATION180_WINDOWSRATIO10%_SKYLIGHTRATIO10%.json
40 | 30 | 8 | 45 | 20% | 20% | 2400 | 8 | 18 | 1.4667 | 0.36667 | 46.2408 | 1.2923 | 47.533 | WIDTH50_LENGTH30_HIGHT12_ORIENTATION180_WINDOWSRATIO10%_SKYLIGHTRATIO10%_3Dview.png | WIDTH50_LENGTH30_HIGHT12_ORIENTATION180_WINDOWSRATIO10%_SKYLIGHTRATIO10%.json
30 | 40 | 8 | 45 | 20% | 20% | 2400 | 18 | 8 | 1.4667 | 0.36667 | 46.248 | 1.2856 | 47.5336 | WIDTH60_LENGTH30_HIGHT12_ORIENTATION180_WINDOWSRATIO10%_SKYLIGHTRATIO10%_3Dview.png | WIDTH60_LENGTH30_HIGHT12_ORIENTATION180_WINDOWSRATIO10%_SKYLIGHTRATIO10%.json
40 | 30 | 8 | 90 | 20% | 20% | 2400 | 8 | 18 | 1.4667 | 0.36667 | 46.372 | 1.2379 | 47.6099 | WIDTH30_LENGTH40_HIGHT12_ORIENTATION180_WINDOWSRATIO10%_SKYLIGHTRATIO10%_3Dview.png | WIDTH30_LENGTH40_HIGHT12_ORIENTATION180_WINDOWSRATIO10%_SKYLIGHTRATIO10%.json
30 | 40 | 8 | 90 | 20% | 20% | 2400 | 18 | 8 | 1.4667 | 0.36667 | 46.3855 | 1.2005 | 47.586 | WIDTH40_LENGTH40_HIGHT12_ORIENTATION180_WINDOWSRATIO10%_SKYLIGHTRATIO10%_3Dview.png | WIDTH40_LENGTH40_HIGHT12_ORIENTATION180_WINDOWSRATIO10%_SKYLIGHTRATIO10%.json
40 | 30 | 8 | 135 | 20% | 20% | 2400 | 8 | 18 | 1.4667 | 0.36667 | 46.245 | 1.2867 | 47.5317 | WIDTH50_LENGTH40_HIGHT12_ORIENTATION180_WINDOWSRATIO10%_SKYLIGHTRATIO10%_3Dview.png | WIDTH50_LENGTH40_HIGHT12_ORIENTATION180_WINDOWSRATIO10%_SKYLIGHTRATIO10%.json
30 | 40 | 8 | 135 | 20% | 20% | 2400 | 18 | 8 | 1.4667 | 0.36667 | 46.246 | 1.2921 | 47.5381 | WIDTH60_LENGTH40_HIGHT12_ORIENTATION180_WINDOWSRATIO10%_SKYLIGHTRATIO10%_3Dview.png | WIDTH60_LENGTH40_HIGHT12_ORIENTATION180_WINDOWSRATIO10%_SKYLIGHTRATIO10%.json
40 | 30 | 8 | 180 | 20% | 20% | 2400 | 8 | 18 | 1.4667 | 0.36667 | 46.3858 | 1.2005 | 47.5864 | WIDTH30_LENGTH50_HIGHT12_ORIENTATION180_WINDOWSRATIO10%_SKYLIGHTRATIO10%_3Dview.png | WIDTH30_LENGTH50_HIGHT12_ORIENTATION180_WINDOWSRATIO10%_SKYLIGHTRATIO10%.json
30 | 40 | 8 | 180 | 20% | 20% | 2400 | 18 | 8 | 1.4667 | 0.36667 | 46.3713 | 1.2388 | 47.6101 | WIDTH40_LENGTH50_HIGHT12_ORIENTATION180_WINDOWSRATIO10%_SKYLIGHTRATIO10%_3Dview.png | WIDTH40_LENGTH50_HIGHT12_ORIENTATION180_WINDOWSRATIO10%_SKYLIGHTRATIO10%.json
40 | 30 | 8 | 225 | 20% | 20% | 2400 | 8 | 18 | 1.4667 | 0.36667 | 46.2566 | 1.2885 | 47.5451 | WIDTH50_LENGTH50_HIGHT12_ORIENTATION180_WINDOWSRATIO10%_SKYLIGHTRATIO10%_3Dview.png | WIDTH50_LENGTH50_HIGHT12_ORIENTATION180_WINDOWSRATIO10%_SKYLIGHTRATIO10%.json
30 | 40 | 8 | 225 | 20% | 20% | 2400 | 18 | 8 | 1.4667 | 0.36667 | 46.2473 | 1.2862 | 47.5335 | WIDTH60_LENGTH50_HIGHT12_ORIENTATION180_WINDOWSRATIO10%_SKYLIGHTRATIO10%_3Dview.png | WIDTH60_LENGTH50_HIGHT12_ORIENTATION180_WINDOWSRATIO10%_SKYLIGHTRATIO10%.json
40 | 30 | 8 | 270 | 20% | 20% | 2400 | 8 | 18 | 1.4667 | 0.36667 | 46.372 | 1.2379 | 47.6099 | WIDTH30_LENGTH60_HIGHT12_ORIENTATION180_WINDOWSRATIO10%_SKYLIGHTRATIO10%_3Dview.png | WIDTH30_LENGTH60_HIGHT12_ORIENTATION180_WINDOWSRATIO10%_SKYLIGHTRATIO10%.json
30 | 40 | 8 | 270 | 20% | 20% | 2400 | 18 | 8 | 1.4667 | 0.36667 | 46.3855 | 1.2005 | 47.586 | WIDTH40_LENGTH60_HIGHT12_ORIENTATION180_WINDOWSRATIO10%_SKYLIGHTRATIO10%_3Dview.png | WIDTH40_LENGTH60_HIGHT12_ORIENTATION180_WINDOWSRATIO10%_SKYLIGHTRATIO10%.json
40 | 30 | 8 | 315 | 20% | 20% | 2400 | 8 | 18 | 1.4667 | 0.36667 | 46.245 | 1.2867 | 47.5317 | WIDTH50_LENGTH60_HIGHT12_ORIENTATION180_WINDOWSRATIO10%_SKYLIGHTRATIO10%_3Dview.png | WIDTH50_LENGTH60_HIGHT12_ORIENTATION180_WINDOWSRATIO10%_SKYLIGHTRATIO10%.json
30 | 40 | 8 | 315 | 20% | 20% | 2400 | 18 | 8 | 1.4667 | 0.36667 | 46.2474 | 1.2916 | 47.539 | WIDTH60_LENGTH60_HIGHT12_ORIENTATION180_WINDOWSRATIO10%_SKYLIGHTRATIO10%_3Dview.png | WIDTH60_LENGTH60_HIGHT12_ORIENTATION180_WINDOWSRATIO10%_SKYLIGHTRATIO10%.json
40 | 30 | 8 | 0 | 30% | 20% | 2400 | 8 | 18 | 1.4667 | 0.36667 | 47.2093 | 0.99589 | 48.2052 | WIDTH30_LENGTH30_HIGHT16_ORIENTATION180_WINDOWSRATIO10%_SKYLIGHTRATIO10%_3Dview.png | WIDTH30_LENGTH30_HIGHT16_ORIENTATION180_WINDOWSRATIO10%_SKYLIGHTRATIO10%.json
30 | 40 | 8 | 0 | 30% | 20% | 2400 | 18 | 8 | 1.4667 | 0.36667 | 47.1744 | 1.0391 | 48.2135 | WIDTH40_LENGTH30_HIGHT16_ORIENTATION180_WINDOWSRATIO10%_SKYLIGHTRATIO10%_3Dview.png | WIDTH40_LENGTH30_HIGHT16_ORIENTATION180_WINDOWSRATIO10%_SKYLIGHTRATIO10%.json
40 | 30 | 8 | 45 | 30% | 20% | 2400 | 8 | 18 | 1.4667 | 0.36667 | 47.0512 | 1.0918 | 48.1429 | WIDTH50_LENGTH30_HIGHT16_ORIENTATION180_WINDOWSRATIO10%_SKYLIGHTRATIO10%_3Dview.png | WIDTH50_LENGTH30_HIGHT16_ORIENTATION180_WINDOWSRATIO10%_SKYLIGHTRATIO10%.json
30 | 40 | 8 | 45 | 30% | 20% | 2400 | 18 | 8 | 1.4667 | 0.36667 | 47.0558 | 1.0869 | 48.1427 | WIDTH60_LENGTH30_HIGHT16_ORIENTATION180_WINDOWSRATIO10%_SKYLIGHTRATIO10%_3Dview.png | WIDTH60_LENGTH30_HIGHT16_ORIENTATION180_WINDOWSRATIO10%_SKYLIGHTRATIO10%.json
40 | 30 | 8 | 90 | 30% | 20% | 2400 | 8 | 18 | 1.4667 | 0.36667 | 47.1752 | 1.0383 | 48.2135 | WIDTH30_LENGTH40_HIGHT16_ORIENTATION180_WINDOWSRATIO10%_SKYLIGHTRATIO10%_3Dview.png | WIDTH30_LENGTH40_HIGHT16_ORIENTATION180_WINDOWSRATIO10%_SKYLIGHTRATIO10%.json
30 | 40 | 8 | 90 | 30% | 20% | 2400 | 18 | 8 | 1.4667 | 0.36667 | 47.2094 | 0.99586 | 48.2052 | WIDTH40_LENGTH40_HIGHT16_ORIENTATION180_WINDOWSRATIO10%_SKYLIGHTRATIO10%_3Dview.png | WIDTH40_LENGTH40_HIGHT16_ORIENTATION180_WINDOWSRATIO10%_SKYLIGHTRATIO10%.json
40 | 30 | 8 | 135 | 30% | 20% | 2400 | 8 | 18 | 1.4667 | 0.36667 | 47.0542 | 1.0888 | 48.1429 | WIDTH50_LENGTH40_HIGHT16_ORIENTATION180_WINDOWSRATIO10%_SKYLIGHTRATIO10%_3Dview.png | WIDTH50_LENGTH40_HIGHT16_ORIENTATION180_WINDOWSRATIO10%_SKYLIGHTRATIO10%.json
30 | 40 | 8 | 135 | 30% | 20% | 2400 | 18 | 8 | 1.4667 | 0.36667 | 47.0552 | 1.0922 | 48.1474 | WIDTH60_LENGTH40_HIGHT16_ORIENTATION180_WINDOWSRATIO10%_SKYLIGHTRATIO10%_3Dview.png | WIDTH60_LENGTH40_HIGHT16_ORIENTATION180_WINDOWSRATIO10%_SKYLIGHTRATIO10%.json
40 | 30 | 8 | 180 | 30% | 20% | 2400 | 8 | 18 | 1.4667 | 0.36667 | 47.2093 | 0.99589 | 48.2052 | WIDTH30_LENGTH50_HIGHT16_ORIENTATION180_WINDOWSRATIO10%_SKYLIGHTRATIO10%_3Dview.png | WIDTH30_LENGTH50_HIGHT16_ORIENTATION180_WINDOWSRATIO10%_SKYLIGHTRATIO10%.json
30 | 40 | 8 | 180 | 30% | 20% | 2400 | 18 | 8 | 1.4667 | 0.36667 | 47.1744 | 1.0391 | 48.2135 | WIDTH40_LENGTH50_HIGHT16_ORIENTATION180_WINDOWSRATIO10%_SKYLIGHTRATIO10%_3Dview.png | WIDTH40_LENGTH50_HIGHT16_ORIENTATION180_WINDOWSRATIO10%_SKYLIGHTRATIO10%.json
40 | 30 | 8 | 225 | 30% | 20% | 2400 | 8 | 18 | 1.4667 | 0.36667 | 47.0628 | 1.0885 | 48.1513 | WIDTH50_LENGTH50_HIGHT16_ORIENTATION180_WINDOWSRATIO10%_SKYLIGHTRATIO10%_3Dview.png | WIDTH50_LENGTH50_HIGHT16_ORIENTATION180_WINDOWSRATIO10%_SKYLIGHTRATIO10%.json
30 | 40 | 8 | 225 | 30% | 20% | 2400 | 18 | 8 | 1.4667 | 0.36667 | 47.0553 | 1.0874 | 48.1427 | WIDTH60_LENGTH50_HIGHT16_ORIENTATION180_WINDOWSRATIO10%_SKYLIGHTRATIO10%_3Dview.png | WIDTH60_LENGTH50_HIGHT16_ORIENTATION180_WINDOWSRATIO10%_SKYLIGHTRATIO10%.json
40 | 30 | 8 | 270 | 30% | 20% | 2400 | 8 | 18 | 1.4667 | 0.36667 | 47.1752 | 1.0383 | 48.2135 | WIDTH30_LENGTH60_HIGHT16_ORIENTATION180_WINDOWSRATIO10%_SKYLIGHTRATIO10%_3Dview.png | WIDTH30_LENGTH60_HIGHT16_ORIENTATION180_WINDOWSRATIO10%_SKYLIGHTRATIO10%.json
30 | 40 | 8 | 270 | 30% | 20% | 2400 | 18 | 8 | 1.4667 | 0.36667 | 47.2094 | 0.99586 | 48.2052 | WIDTH40_LENGTH60_HIGHT16_ORIENTATION180_WINDOWSRATIO10%_SKYLIGHTRATIO10%_3Dview.png | WIDTH40_LENGTH60_HIGHT16_ORIENTATION180_WINDOWSRATIO10%_SKYLIGHTRATIO10%.json
40 | 30 | 8 | 315 | 30% | 20% | 2400 | 8 | 18 | 1.4667 | 0.36667 | 47.0542 | 1.0888 | 48.1429 | WIDTH50_LENGTH60_HIGHT16_ORIENTATION180_WINDOWSRATIO10%_SKYLIGHTRATIO10%_3Dview.png | WIDTH50_LENGTH60_HIGHT16_ORIENTATION180_WINDOWSRATIO10%_SKYLIGHTRATIO10%.json
30 | 40 | 8 | 315 | 30% | 20% | 2400 | 18 | 8 | 1.4667 | 0.36667 | 47.0557 | 1.0919 | 48.1475 | WIDTH60_LENGTH60_HIGHT16_ORIENTATION180_WINDOWSRATIO10%_SKYLIGHTRATIO10%_3Dview.png | WIDTH60_LENGTH60_HIGHT16_ORIENTATION180_WINDOWSRATIO10%_SKYLIGHTRATIO10%.json
40 | 30 | 8 | 0 | 40% | 20% | 2400 | 8 | 18 | 1.4667 | 0.36667 | 47.8259 | 0.83518 | 48.661 | WIDTH30_LENGTH30_HIGHT8_ORIENTATION225_WINDOWSRATIO10%_SKYLIGHTRATIO10%_3Dview.png | WIDTH30_LENGTH30_HIGHT8_ORIENTATION225_WINDOWSRATIO10%_SKYLIGHTRATIO10%.json
30 | 40 | 8 | 0 | 40% | 20% | 2400 | 18 | 8 | 1.4667 | 0.36667 | 47.7645 | 0.87837 | 48.6428 | WIDTH40_LENGTH30_HIGHT8_ORIENTATION225_WINDOWSRATIO10%_SKYLIGHTRATIO10%_3Dview.png | WIDTH40_LENGTH30_HIGHT8_ORIENTATION225_WINDOWSRATIO10%_SKYLIGHTRATIO10%.json
40 | 30 | 8 | 45 | 40% | 20% | 2400 | 8 | 18 | 1.4667 | 0.36667 | 47.6507 | 0.93354 | 48.5843 | WIDTH50_LENGTH30_HIGHT8_ORIENTATION225_WINDOWSRATIO10%_SKYLIGHTRATIO10%_3Dview.png | WIDTH50_LENGTH30_HIGHT8_ORIENTATION225_WINDOWSRATIO10%_SKYLIGHTRATIO10%.json
30 | 40 | 8 | 45 | 40% | 20% | 2400 | 18 | 8 | 1.4667 | 0.36667 | 47.6643 | 0.92669 | 48.591 | WIDTH60_LENGTH30_HIGHT8_ORIENTATION225_WINDOWSRATIO10%_SKYLIGHTRATIO10%_3Dview.png | WIDTH60_LENGTH30_HIGHT8_ORIENTATION225_WINDOWSRATIO10%_SKYLIGHTRATIO10%.json
40 | 30 | 8 | 90 | 40% | 20% | 2400 | 8 | 18 | 1.4667 | 0.36667 | 47.7652 | 0.87761 | 48.6428 | WIDTH30_LENGTH40_HIGHT8_ORIENTATION225_WINDOWSRATIO10%_SKYLIGHTRATIO10%_3Dview.png | WIDTH30_LENGTH40_HIGHT8_ORIENTATION225_WINDOWSRATIO10%_SKYLIGHTRATIO10%.json
30 | 40 | 8 | 90 | 40% | 20% | 2400 | 18 | 8 | 1.4667 | 0.36667 | 47.8257 | 0.83516 | 48.6608 | WIDTH40_LENGTH40_HIGHT8_ORIENTATION225_WINDOWSRATIO10%_SKYLIGHTRATIO10%_3Dview.png | WIDTH40_LENGTH40_HIGHT8_ORIENTATION225_WINDOWSRATIO10%_SKYLIGHTRATIO10%.json
40 | 30 | 8 | 135 | 40% | 20% | 2400 | 8 | 18 | 1.4667 | 0.36667 | 47.6625 | 0.92847 | 48.591 | WIDTH50_LENGTH40_HIGHT8_ORIENTATION225_WINDOWSRATIO10%_SKYLIGHTRATIO10%_3Dview.png | WIDTH50_LENGTH40_HIGHT8_ORIENTATION225_WINDOWSRATIO10%_SKYLIGHTRATIO10%.json
30 | 40 | 8 | 135 | 40% | 20% | 2400 | 18 | 8 | 1.4667 | 0.36667 | 47.6537 | 0.93355 | 48.5872 | WIDTH60_LENGTH40_HIGHT8_ORIENTATION225_WINDOWSRATIO10%_SKYLIGHTRATIO10%_3Dview.png | WIDTH60_LENGTH40_HIGHT8_ORIENTATION225_WINDOWSRATIO10%_SKYLIGHTRATIO10%.json
40 | 30 | 8 | 180 | 40% | 20% | 2400 | 8 | 18 | 1.4667 | 0.36667 | 47.8259 | 0.83518 | 48.661 | WIDTH30_LENGTH50_HIGHT8_ORIENTATION225_WINDOWSRATIO10%_SKYLIGHTRATIO10%_3Dview.png | WIDTH30_LENGTH50_HIGHT8_ORIENTATION225_WINDOWSRATIO10%_SKYLIGHTRATIO10%.json
30 | 40 | 8 | 180 | 40% | 20% | 2400 | 18 | 8 | 1.4667 | 0.36667 | 47.7645 | 0.87837 | 48.6428 | WIDTH40_LENGTH50_HIGHT8_ORIENTATION225_WINDOWSRATIO10%_SKYLIGHTRATIO10%_3Dview.png | WIDTH40_LENGTH50_HIGHT8_ORIENTATION225_WINDOWSRATIO10%_SKYLIGHTRATIO10%.json
40 | 30 | 8 | 225 | 40% | 20% | 2400 | 8 | 18 | 1.4667 | 0.36667 | 47.6595 | 0.93064 | 48.5901 | WIDTH50_LENGTH50_HIGHT8_ORIENTATION225_WINDOWSRATIO10%_SKYLIGHTRATIO10%_3Dview.png | WIDTH50_LENGTH50_HIGHT8_ORIENTATION225_WINDOWSRATIO10%_SKYLIGHTRATIO10%.json
30 | 40 | 8 | 225 | 40% | 20% | 2400 | 18 | 8 | 1.4667 | 0.36667 | 47.6635 | 0.92724 | 48.5907 | WIDTH60_LENGTH50_HIGHT8_ORIENTATION225_WINDOWSRATIO10%_SKYLIGHTRATIO10%_3Dview.png | WIDTH60_LENGTH50_HIGHT8_ORIENTATION225_WINDOWSRATIO10%_SKYLIGHTRATIO10%.json
40 | 30 | 8 | 270 | 40% | 20% | 2400 | 8 | 18 | 1.4667 | 0.36667 | 47.7652 | 0.87761 | 48.6428 | WIDTH30_LENGTH60_HIGHT8_ORIENTATION225_WINDOWSRATIO10%_SKYLIGHTRATIO10%_3Dview.png | WIDTH30_LENGTH60_HIGHT8_ORIENTATION225_WINDOWSRATIO10%_SKYLIGHTRATIO10%.json
30 | 40 | 8 | 270 | 40% | 20% | 2400 | 18 | 8 | 1.4667 | 0.36667 | 47.8257 | 0.83516 | 48.6608 | WIDTH40_LENGTH60_HIGHT8_ORIENTATION225_WINDOWSRATIO10%_SKYLIGHTRATIO10%_3Dview.png | WIDTH40_LENGTH60_HIGHT8_ORIENTATION225_WINDOWSRATIO10%_SKYLIGHTRATIO10%.json
40 | 30 | 8 | 315 | 40% | 20% | 2400 | 8 | 18 | 1.4667 | 0.36667 | 47.6625 | 0.92847 | 48.591 | WIDTH50_LENGTH60_HIGHT8_ORIENTATION225_WINDOWSRATIO10%_SKYLIGHTRATIO10%_3Dview.png | WIDTH50_LENGTH60_HIGHT8_ORIENTATION225_WINDOWSRATIO10%_SKYLIGHTRATIO10%.json
30 | 40 | 8 | 315 | 40% | 20% | 2400 | 18 | 8 | 1.4667 | 0.36667 | 47.6539 | 0.9332 | 48.5871 | WIDTH60_LENGTH60_HIGHT8_ORIENTATION225_WINDOWSRATIO10%_SKYLIGHTRATIO10%_3Dview.png | WIDTH60_LENGTH60_HIGHT8_ORIENTATION225_WINDOWSRATIO10%_SKYLIGHTRATIO10%.json
40 | 30 | 8 | 0 | 10% | 30% | 2400 | 8 | 18 | 1.4667 | 0.36667 | 45.5133 | 1.4034 | 46.9168 | WIDTH30_LENGTH30_HIGHT12_ORIENTATION225_WINDOWSRATIO10%_SKYLIGHTRATIO10%_3Dview.png | WIDTH30_LENGTH30_HIGHT12_ORIENTATION225_WINDOWSRATIO10%_SKYLIGHTRATIO10%.json
30 | 40 | 8 | 0 | 10% | 30% | 2400 | 18 | 8 | 1.4667 | 0.36667 | 45.5105 | 1.4306 | 46.9411 | WIDTH40_LENGTH30_HIGHT12_ORIENTATION225_WINDOWSRATIO10%_SKYLIGHTRATIO10%_3Dview.png | WIDTH40_LENGTH30_HIGHT12_ORIENTATION225_WINDOWSRATIO10%_SKYLIGHTRATIO10%.json
40 | 30 | 8 | 45 | 10% | 30% | 2400 | 8 | 18 | 1.4667 | 0.36667 | 45.4045 | 1.4753 | 46.8798 | WIDTH50_LENGTH30_HIGHT12_ORIENTATION225_WINDOWSRATIO10%_SKYLIGHTRATIO10%_3Dview.png | WIDTH50_LENGTH30_HIGHT12_ORIENTATION225_WINDOWSRATIO10%_SKYLIGHTRATIO10%.json
30 | 40 | 8 | 45 | 10% | 30% | 2400 | 18 | 8 | 1.4667 | 0.36667 | 45.3996 | 1.4705 | 46.8701 | WIDTH60_LENGTH30_HIGHT12_ORIENTATION225_WINDOWSRATIO10%_SKYLIGHTRATIO10%_3Dview.png | WIDTH60_LENGTH30_HIGHT12_ORIENTATION225_WINDOWSRATIO10%_SKYLIGHTRATIO10%.json
40 | 30 | 8 | 90 | 10% | 30% | 2400 | 8 | 18 | 1.4667 | 0.36667 | 45.5108 | 1.4299 | 46.9407 | WIDTH30_LENGTH40_HIGHT12_ORIENTATION225_WINDOWSRATIO10%_SKYLIGHTRATIO10%_3Dview.png | WIDTH30_LENGTH40_HIGHT12_ORIENTATION225_WINDOWSRATIO10%_SKYLIGHTRATIO10%.json
30 | 40 | 8 | 90 | 10% | 30% | 2400 | 18 | 8 | 1.4667 | 0.36667 | 45.5136 | 1.4034 | 46.917 | WIDTH40_LENGTH40_HIGHT12_ORIENTATION225_WINDOWSRATIO10%_SKYLIGHTRATIO10%_3Dview.png | WIDTH40_LENGTH40_HIGHT12_ORIENTATION225_WINDOWSRATIO10%_SKYLIGHTRATIO10%.json
40 | 30 | 8 | 135 | 10% | 30% | 2400 | 8 | 18 | 1.4667 | 0.36667 | 45.3854 | 1.4763 | 46.8618 | WIDTH50_LENGTH40_HIGHT12_ORIENTATION225_WINDOWSRATIO10%_SKYLIGHTRATIO10%_3Dview.png | WIDTH50_LENGTH40_HIGHT12_ORIENTATION225_WINDOWSRATIO10%_SKYLIGHTRATIO10%.json
30 | 40 | 8 | 135 | 10% | 30% | 2400 | 18 | 8 | 1.4667 | 0.36667 | 45.3842 | 1.481 | 46.8652 | WIDTH60_LENGTH40_HIGHT12_ORIENTATION225_WINDOWSRATIO10%_SKYLIGHTRATIO10%_3Dview.png | WIDTH60_LENGTH40_HIGHT12_ORIENTATION225_WINDOWSRATIO10%_SKYLIGHTRATIO10%.json
40 | 30 | 8 | 180 | 10% | 30% | 2400 | 8 | 18 | 1.4667 | 0.36667 | 45.5133 | 1.4034 | 46.9168 | WIDTH30_LENGTH50_HIGHT12_ORIENTATION225_WINDOWSRATIO10%_SKYLIGHTRATIO10%_3Dview.png | WIDTH30_LENGTH50_HIGHT12_ORIENTATION225_WINDOWSRATIO10%_SKYLIGHTRATIO10%.json
30 | 40 | 8 | 180 | 10% | 30% | 2400 | 18 | 8 | 1.4667 | 0.36667 | 45.5105 | 1.4306 | 46.9411 | WIDTH40_LENGTH50_HIGHT12_ORIENTATION225_WINDOWSRATIO10%_SKYLIGHTRATIO10%_3Dview.png | WIDTH40_LENGTH50_HIGHT12_ORIENTATION225_WINDOWSRATIO10%_SKYLIGHTRATIO10%.json
40 | 30 | 8 | 225 | 10% | 30% | 2400 | 8 | 18 | 1.4667 | 0.36667 | 45.4049 | 1.4752 | 46.8801 | WIDTH50_LENGTH50_HIGHT12_ORIENTATION225_WINDOWSRATIO10%_SKYLIGHTRATIO10%_3Dview.png | WIDTH50_LENGTH50_HIGHT12_ORIENTATION225_WINDOWSRATIO10%_SKYLIGHTRATIO10%.json
30 | 40 | 8 | 225 | 10% | 30% | 2400 | 18 | 8 | 1.4667 | 0.36667 | 45.3898 | 1.4736 | 46.8634 | WIDTH60_LENGTH50_HIGHT12_ORIENTATION225_WINDOWSRATIO10%_SKYLIGHTRATIO10%_3Dview.png | WIDTH60_LENGTH50_HIGHT12_ORIENTATION225_WINDOWSRATIO10%_SKYLIGHTRATIO10%.json
40 | 30 | 8 | 270 | 10% | 30% | 2400 | 8 | 18 | 1.4667 | 0.36667 | 45.5108 | 1.4299 | 46.9407 | WIDTH30_LENGTH60_HIGHT12_ORIENTATION225_WINDOWSRATIO10%_SKYLIGHTRATIO10%_3Dview.png | WIDTH30_LENGTH60_HIGHT12_ORIENTATION225_WINDOWSRATIO10%_SKYLIGHTRATIO10%.json
30 | 40 | 8 | 270 | 10% | 30% | 2400 | 18 | 8 | 1.4667 | 0.36667 | 45.5136 | 1.4034 | 46.917 | WIDTH40_LENGTH60_HIGHT12_ORIENTATION225_WINDOWSRATIO10%_SKYLIGHTRATIO10%_3Dview.png | WIDTH40_LENGTH60_HIGHT12_ORIENTATION225_WINDOWSRATIO10%_SKYLIGHTRATIO10%.json
40 | 30 | 8 | 315 | 10% | 30% | 2400 | 8 | 18 | 1.4667 | 0.36667 | 45.399 | 1.4702 | 46.8692 | WIDTH50_LENGTH60_HIGHT12_ORIENTATION225_WINDOWSRATIO10%_SKYLIGHTRATIO10%_3Dview.png | WIDTH50_LENGTH60_HIGHT12_ORIENTATION225_WINDOWSRATIO10%_SKYLIGHTRATIO10%.json
30 | 40 | 8 | 315 | 10% | 30% | 2400 | 18 | 8 | 1.4667 | 0.36667 | 45.3835 | 1.4818 | 46.8653 | WIDTH60_LENGTH60_HIGHT12_ORIENTATION225_WINDOWSRATIO10%_SKYLIGHTRATIO10%_3Dview.png | WIDTH60_LENGTH60_HIGHT12_ORIENTATION225_WINDOWSRATIO10%_SKYLIGHTRATIO10%.json
40 | 30 | 8 | 0 | 20% | 30% | 2400 | 8 | 18 | 1.4667 | 0.36667 | 46.562 | 1.1539 | 47.7159 | WIDTH30_LENGTH30_HIGHT16_ORIENTATION225_WINDOWSRATIO10%_SKYLIGHTRATIO10%_3Dview.png | WIDTH30_LENGTH30_HIGHT16_ORIENTATION225_WINDOWSRATIO10%_SKYLIGHTRATIO10%.json
30 | 40 | 8 | 0 | 20% | 30% | 2400 | 18 | 8 | 1.4667 | 0.36667 | 46.5415 | 1.1908 | 47.7323 | WIDTH40_LENGTH30_HIGHT16_ORIENTATION225_WINDOWSRATIO10%_SKYLIGHTRATIO10%_3Dview.png | WIDTH40_LENGTH30_HIGHT16_ORIENTATION225_WINDOWSRATIO10%_SKYLIGHTRATIO10%.json
40 | 30 | 8 | 45 | 20% | 30% | 2400 | 8 | 18 | 1.4667 | 0.36667 | 46.4331 | 1.2398 | 47.6729 | WIDTH50_LENGTH30_HIGHT16_ORIENTATION225_WINDOWSRATIO10%_SKYLIGHTRATIO10%_3Dview.png | WIDTH50_LENGTH30_HIGHT16_ORIENTATION225_WINDOWSRATIO10%_SKYLIGHTRATIO10%.json
30 | 40 | 8 | 45 | 20% | 30% | 2400 | 18 | 8 | 1.4667 | 0.36667 | 46.428 | 1.2357 | 47.6637 | WIDTH60_LENGTH30_HIGHT16_ORIENTATION225_WINDOWSRATIO10%_SKYLIGHTRATIO10%_3Dview.png | WIDTH60_LENGTH30_HIGHT16_ORIENTATION225_WINDOWSRATIO10%_SKYLIGHTRATIO10%.json
40 | 30 | 8 | 90 | 20% | 30% | 2400 | 8 | 18 | 1.4667 | 0.36667 | 46.5419 | 1.19 | 47.7319 | WIDTH30_LENGTH40_HIGHT16_ORIENTATION225_WINDOWSRATIO10%_SKYLIGHTRATIO10%_3Dview.png | WIDTH30_LENGTH40_HIGHT16_ORIENTATION225_WINDOWSRATIO10%_SKYLIGHTRATIO10%.json
30 | 40 | 8 | 90 | 20% | 30% | 2400 | 18 | 8 | 1.4667 | 0.36667 | 46.5621 | 1.1538 | 47.716 | WIDTH40_LENGTH40_HIGHT16_ORIENTATION225_WINDOWSRATIO10%_SKYLIGHTRATIO10%_3Dview.png | WIDTH40_LENGTH40_HIGHT16_ORIENTATION225_WINDOWSRATIO10%_SKYLIGHTRATIO10%.json
40 | 30 | 8 | 135 | 20% | 30% | 2400 | 8 | 18 | 1.4667 | 0.36667 | 46.418 | 1.2412 | 47.6592 | WIDTH50_LENGTH40_HIGHT16_ORIENTATION225_WINDOWSRATIO10%_SKYLIGHTRATIO10%_3Dview.png | WIDTH50_LENGTH40_HIGHT16_ORIENTATION225_WINDOWSRATIO10%_SKYLIGHTRATIO10%.json
30 | 40 | 8 | 135 | 20% | 30% | 2400 | 18 | 8 | 1.4667 | 0.36667 | 46.4185 | 1.2453 | 47.6638 | WIDTH60_LENGTH40_HIGHT16_ORIENTATION225_WINDOWSRATIO10%_SKYLIGHTRATIO10%_3Dview.png | WIDTH60_LENGTH40_HIGHT16_ORIENTATION225_WINDOWSRATIO10%_SKYLIGHTRATIO10%.json
40 | 30 | 8 | 180 | 20% | 30% | 2400 | 8 | 18 | 1.4667 | 0.36667 | 46.562 | 1.1539 | 47.7159 | WIDTH30_LENGTH50_HIGHT16_ORIENTATION225_WINDOWSRATIO10%_SKYLIGHTRATIO10%_3Dview.png | WIDTH30_LENGTH50_HIGHT16_ORIENTATION225_WINDOWSRATIO10%_SKYLIGHTRATIO10%.json
30 | 40 | 8 | 180 | 20% | 30% | 2400 | 18 | 8 | 1.4667 | 0.36667 | 46.5415 | 1.1908 | 47.7323 | WIDTH40_LENGTH50_HIGHT16_ORIENTATION225_WINDOWSRATIO10%_SKYLIGHTRATIO10%_3Dview.png | WIDTH40_LENGTH50_HIGHT16_ORIENTATION225_WINDOWSRATIO10%_SKYLIGHTRATIO10%.json
40 | 30 | 8 | 225 | 20% | 30% | 2400 | 8 | 18 | 1.4667 | 0.36667 | 46.4334 | 1.2398 | 47.6732 | WIDTH50_LENGTH50_HIGHT16_ORIENTATION225_WINDOWSRATIO10%_SKYLIGHTRATIO10%_3Dview.png | WIDTH50_LENGTH50_HIGHT16_ORIENTATION225_WINDOWSRATIO10%_SKYLIGHTRATIO10%.json
30 | 40 | 8 | 225 | 20% | 30% | 2400 | 18 | 8 | 1.4667 | 0.36667 | 46.4214 | 1.2386 | 47.66 | WIDTH60_LENGTH50_HIGHT16_ORIENTATION225_WINDOWSRATIO10%_SKYLIGHTRATIO10%_3Dview.png | WIDTH60_LENGTH50_HIGHT16_ORIENTATION225_WINDOWSRATIO10%_SKYLIGHTRATIO10%.json
40 | 30 | 8 | 270 | 20% | 30% | 2400 | 8 | 18 | 1.4667 | 0.36667 | 46.5419 | 1.19 | 47.7319 | WIDTH30_LENGTH60_HIGHT16_ORIENTATION225_WINDOWSRATIO10%_SKYLIGHTRATIO10%_3Dview.png | WIDTH30_LENGTH60_HIGHT16_ORIENTATION225_WINDOWSRATIO10%_SKYLIGHTRATIO10%.json
30 | 40 | 8 | 270 | 20% | 30% | 2400 | 18 | 8 | 1.4667 | 0.36667 | 46.5621 | 1.1538 | 47.716 | WIDTH40_LENGTH60_HIGHT16_ORIENTATION225_WINDOWSRATIO10%_SKYLIGHTRATIO10%_3Dview.png | WIDTH40_LENGTH60_HIGHT16_ORIENTATION225_WINDOWSRATIO10%_SKYLIGHTRATIO10%.json
40 | 30 | 8 | 315 | 20% | 30% | 2400 | 8 | 18 | 1.4667 | 0.36667 | 46.4274 | 1.2353 | 47.6627 | WIDTH50_LENGTH60_HIGHT16_ORIENTATION225_WINDOWSRATIO10%_SKYLIGHTRATIO10%_3Dview.png | WIDTH50_LENGTH60_HIGHT16_ORIENTATION225_WINDOWSRATIO10%_SKYLIGHTRATIO10%.json
30 | 40 | 8 | 315 | 20% | 30% | 2400 | 18 | 8 | 1.4667 | 0.36667 | 46.4178 | 1.246 | 47.6638 | WIDTH60_LENGTH60_HIGHT16_ORIENTATION225_WINDOWSRATIO10%_SKYLIGHTRATIO10%_3Dview.png | WIDTH60_LENGTH60_HIGHT16_ORIENTATION225_WINDOWSRATIO10%_SKYLIGHTRATIO10%.json
40 | 30 | 8 | 0 | 30% | 30% | 2400 | 8 | 18 | 1.4667 | 0.36667 | 47.3467 | 0.95254 | 48.2992 | WIDTH30_LENGTH30_HIGHT8_ORIENTATION270_WINDOWSRATIO10%_SKYLIGHTRATIO10%_3Dview.png | WIDTH30_LENGTH30_HIGHT8_ORIENTATION270_WINDOWSRATIO10%_SKYLIGHTRATIO10%.json
30 | 40 | 8 | 0 | 30% | 30% | 2400 | 18 | 8 | 1.4667 | 0.36667 | 47.3075 | 0.9959 | 48.3034 | WIDTH40_LENGTH30_HIGHT8_ORIENTATION270_WINDOWSRATIO10%_SKYLIGHTRATIO10%_3Dview.png | WIDTH40_LENGTH30_HIGHT8_ORIENTATION270_WINDOWSRATIO10%_SKYLIGHTRATIO10%.json
40 | 30 | 8 | 45 | 30% | 30% | 2400 | 8 | 18 | 1.4667 | 0.36667 | 47.2012 | 1.045 | 48.2461 | WIDTH50_LENGTH30_HIGHT8_ORIENTATION270_WINDOWSRATIO10%_SKYLIGHTRATIO10%_3Dview.png | WIDTH50_LENGTH30_HIGHT8_ORIENTATION270_WINDOWSRATIO10%_SKYLIGHTRATIO10%.json
30 | 40 | 8 | 45 | 30% | 30% | 2400 | 18 | 8 | 1.4667 | 0.36667 | 47.1968 | 1.0423 | 48.2391 | WIDTH60_LENGTH30_HIGHT8_ORIENTATION270_WINDOWSRATIO10%_SKYLIGHTRATIO10%_3Dview.png | WIDTH60_LENGTH30_HIGHT8_ORIENTATION270_WINDOWSRATIO10%_SKYLIGHTRATIO10%.json
40 | 30 | 8 | 90 | 30% | 30% | 2400 | 8 | 18 | 1.4667 | 0.36667 | 47.3081 | 0.99516 | 48.3032 | WIDTH30_LENGTH40_HIGHT8_ORIENTATION270_WINDOWSRATIO10%_SKYLIGHTRATIO10%_3Dview.png | WIDTH30_LENGTH40_HIGHT8_ORIENTATION270_WINDOWSRATIO10%_SKYLIGHTRATIO10%.json
30 | 40 | 8 | 90 | 30% | 30% | 2400 | 18 | 8 | 1.4667 | 0.36667 | 47.3468 | 0.9525 | 48.2993 | WIDTH40_LENGTH40_HIGHT8_ORIENTATION270_WINDOWSRATIO10%_SKYLIGHTRATIO10%_3Dview.png | WIDTH40_LENGTH40_HIGHT8_ORIENTATION270_WINDOWSRATIO10%_SKYLIGHTRATIO10%.json
40 | 30 | 8 | 135 | 30% | 30% | 2400 | 8 | 18 | 1.4667 | 0.36667 | 47.1884 | 1.0472 | 48.2356 | WIDTH50_LENGTH40_HIGHT8_ORIENTATION270_WINDOWSRATIO10%_SKYLIGHTRATIO10%_3Dview.png | WIDTH50_LENGTH40_HIGHT8_ORIENTATION270_WINDOWSRATIO10%_SKYLIGHTRATIO10%.json
30 | 40 | 8 | 135 | 30% | 30% | 2400 | 18 | 8 | 1.4667 | 0.36667 | 47.1879 | 1.0527 | 48.2406 | WIDTH60_LENGTH40_HIGHT8_ORIENTATION270_WINDOWSRATIO10%_SKYLIGHTRATIO10%_3Dview.png | WIDTH60_LENGTH40_HIGHT8_ORIENTATION270_WINDOWSRATIO10%_SKYLIGHTRATIO10%.json
40 | 30 | 8 | 180 | 30% | 30% | 2400 | 8 | 18 | 1.4667 | 0.36667 | 47.3467 | 0.95254 | 48.2992 | WIDTH30_LENGTH50_HIGHT8_ORIENTATION270_WINDOWSRATIO10%_SKYLIGHTRATIO10%_3Dview.png | WIDTH30_LENGTH50_HIGHT8_ORIENTATION270_WINDOWSRATIO10%_SKYLIGHTRATIO10%.json
30 | 40 | 8 | 180 | 30% | 30% | 2400 | 18 | 8 | 1.4667 | 0.36667 | 47.3075 | 0.9959 | 48.3034 | WIDTH40_LENGTH50_HIGHT8_ORIENTATION270_WINDOWSRATIO10%_SKYLIGHTRATIO10%_3Dview.png | WIDTH40_LENGTH50_HIGHT8_ORIENTATION270_WINDOWSRATIO10%_SKYLIGHTRATIO10%.json
40 | 30 | 8 | 225 | 30% | 30% | 2400 | 8 | 18 | 1.4667 | 0.36667 | 47.2014 | 1.0449 | 48.2464 | WIDTH50_LENGTH50_HIGHT8_ORIENTATION270_WINDOWSRATIO10%_SKYLIGHTRATIO10%_3Dview.png | WIDTH50_LENGTH50_HIGHT8_ORIENTATION270_WINDOWSRATIO10%_SKYLIGHTRATIO10%.json
30 | 40 | 8 | 225 | 30% | 30% | 2400 | 18 | 8 | 1.4667 | 0.36667 | 47.1914 | 1.0448 | 48.2362 | WIDTH60_LENGTH50_HIGHT8_ORIENTATION270_WINDOWSRATIO10%_SKYLIGHTRATIO10%_3Dview.png | WIDTH60_LENGTH50_HIGHT8_ORIENTATION270_WINDOWSRATIO10%_SKYLIGHTRATIO10%.json
40 | 30 | 8 | 270 | 30% | 30% | 2400 | 8 | 18 | 1.4667 | 0.36667 | 47.3081 | 0.99516 | 48.3032 | WIDTH30_LENGTH60_HIGHT8_ORIENTATION270_WINDOWSRATIO10%_SKYLIGHTRATIO10%_3Dview.png | WIDTH30_LENGTH60_HIGHT8_ORIENTATION270_WINDOWSRATIO10%_SKYLIGHTRATIO10%.json
30 | 40 | 8 | 270 | 30% | 30% | 2400 | 18 | 8 | 1.4667 | 0.36667 | 47.3468 | 0.9525 | 48.2993 | WIDTH40_LENGTH60_HIGHT8_ORIENTATION270_WINDOWSRATIO10%_SKYLIGHTRATIO10%_3Dview.png | WIDTH40_LENGTH60_HIGHT8_ORIENTATION270_WINDOWSRATIO10%_SKYLIGHTRATIO10%.json
40 | 30 | 8 | 315 | 30% | 30% | 2400 | 8 | 18 | 1.4667 | 0.36667 | 47.1965 | 1.0419 | 48.2384 | WIDTH50_LENGTH60_HIGHT8_ORIENTATION270_WINDOWSRATIO10%_SKYLIGHTRATIO10%_3Dview.png | WIDTH50_LENGTH60_HIGHT8_ORIENTATION270_WINDOWSRATIO10%_SKYLIGHTRATIO10%.json
30 | 40 | 8 | 315 | 30% | 30% | 2400 | 18 | 8 | 1.4667 | 0.36667 | 47.1871 | 1.0534 | 48.2405 | WIDTH60_LENGTH60_HIGHT8_ORIENTATION270_WINDOWSRATIO10%_SKYLIGHTRATIO10%_3Dview.png | WIDTH60_LENGTH60_HIGHT8_ORIENTATION270_WINDOWSRATIO10%_SKYLIGHTRATIO10%.json
40 | 30 | 8 | 0 | 40% | 30% | 2400 | 8 | 18 | 1.4667 | 0.36667 | 47.9319 | 0.80122 | 48.7331 | WIDTH30_LENGTH30_HIGHT12_ORIENTATION270_WINDOWSRATIO10%_SKYLIGHTRATIO10%_3Dview.png | WIDTH30_LENGTH30_HIGHT12_ORIENTATION270_WINDOWSRATIO10%_SKYLIGHTRATIO10%.json
30 | 40 | 8 | 0 | 40% | 30% | 2400 | 18 | 8 | 1.4667 | 0.36667 | 47.869 | 0.84342 | 48.7125 | WIDTH40_LENGTH30_HIGHT12_ORIENTATION270_WINDOWSRATIO10%_SKYLIGHTRATIO10%_3Dview.png | WIDTH40_LENGTH30_HIGHT12_ORIENTATION270_WINDOWSRATIO10%_SKYLIGHTRATIO10%.json
40 | 30 | 8 | 45 | 40% | 30% | 2400 | 8 | 18 | 1.4667 | 0.36667 | 47.7693 | 0.89138 | 48.6607 | WIDTH50_LENGTH30_HIGHT12_ORIENTATION270_WINDOWSRATIO10%_SKYLIGHTRATIO10%_3Dview.png | WIDTH50_LENGTH30_HIGHT12_ORIENTATION270_WINDOWSRATIO10%_SKYLIGHTRATIO10%.json
30 | 40 | 8 | 45 | 40% | 30% | 2400 | 18 | 8 | 1.4667 | 0.36667 | 47.7754 | 0.88978 | 48.6652 | WIDTH60_LENGTH30_HIGHT12_ORIENTATION270_WINDOWSRATIO10%_SKYLIGHTRATIO10%_3Dview.png | WIDTH60_LENGTH30_HIGHT12_ORIENTATION270_WINDOWSRATIO10%_SKYLIGHTRATIO10%.json
40 | 30 | 8 | 90 | 40% | 30% | 2400 | 8 | 18 | 1.4667 | 0.36667 | 47.8702 | 0.84287 | 48.7131 | WIDTH30_LENGTH40_HIGHT12_ORIENTATION270_WINDOWSRATIO10%_SKYLIGHTRATIO10%_3Dview.png | WIDTH30_LENGTH40_HIGHT12_ORIENTATION270_WINDOWSRATIO10%_SKYLIGHTRATIO10%.json
30 | 40 | 8 | 90 | 40% | 30% | 2400 | 18 | 8 | 1.4667 | 0.36667 | 47.9319 | 0.80116 | 48.7331 | WIDTH40_LENGTH40_HIGHT12_ORIENTATION270_WINDOWSRATIO10%_SKYLIGHTRATIO10%_3Dview.png | WIDTH40_LENGTH40_HIGHT12_ORIENTATION270_WINDOWSRATIO10%_SKYLIGHTRATIO10%.json
40 | 30 | 8 | 135 | 40% | 30% | 2400 | 8 | 18 | 1.4667 | 0.36667 | 47.7671 | 0.89402 | 48.6612 | WIDTH50_LENGTH40_HIGHT12_ORIENTATION270_WINDOWSRATIO10%_SKYLIGHTRATIO10%_3Dview.png | WIDTH50_LENGTH40_HIGHT12_ORIENTATION270_WINDOWSRATIO10%_SKYLIGHTRATIO10%.json
30 | 40 | 8 | 135 | 40% | 30% | 2400 | 18 | 8 | 1.4667 | 0.36667 | 47.7591 | 0.89555 | 48.6546 | WIDTH60_LENGTH40_HIGHT12_ORIENTATION270_WINDOWSRATIO10%_SKYLIGHTRATIO10%_3Dview.png | WIDTH60_LENGTH40_HIGHT12_ORIENTATION270_WINDOWSRATIO10%_SKYLIGHTRATIO10%.json
40 | 30 | 8 | 180 | 40% | 30% | 2400 | 8 | 18 | 1.4667 | 0.36667 | 47.9319 | 0.80122 | 48.7331 | WIDTH30_LENGTH50_HIGHT12_ORIENTATION270_WINDOWSRATIO10%_SKYLIGHTRATIO10%_3Dview.png | WIDTH30_LENGTH50_HIGHT12_ORIENTATION270_WINDOWSRATIO10%_SKYLIGHTRATIO10%.json
30 | 40 | 8 | 180 | 40% | 30% | 2400 | 18 | 8 | 1.4667 | 0.36667 | 47.869 | 0.84342 | 48.7125 | WIDTH40_LENGTH50_HIGHT12_ORIENTATION270_WINDOWSRATIO10%_SKYLIGHTRATIO10%_3Dview.png | WIDTH40_LENGTH50_HIGHT12_ORIENTATION270_WINDOWSRATIO10%_SKYLIGHTRATIO10%.json
40 | 30 | 8 | 225 | 40% | 30% | 2400 | 8 | 18 | 1.4667 | 0.36667 | 47.7695 | 0.89137 | 48.6609 | WIDTH50_LENGTH50_HIGHT12_ORIENTATION270_WINDOWSRATIO10%_SKYLIGHTRATIO10%_3Dview.png | WIDTH50_LENGTH50_HIGHT12_ORIENTATION270_WINDOWSRATIO10%_SKYLIGHTRATIO10%.json
30 | 40 | 8 | 225 | 40% | 30% | 2400 | 18 | 8 | 1.4667 | 0.36667 | 47.7706 | 0.89192 | 48.6625 | WIDTH60_LENGTH50_HIGHT12_ORIENTATION270_WINDOWSRATIO10%_SKYLIGHTRATIO10%_3Dview.png | WIDTH60_LENGTH50_HIGHT12_ORIENTATION270_WINDOWSRATIO10%_SKYLIGHTRATIO10%.json
40 | 30 | 8 | 270 | 40% | 30% | 2400 | 8 | 18 | 1.4667 | 0.36667 | 47.8702 | 0.84287 | 48.7131 | WIDTH30_LENGTH60_HIGHT12_ORIENTATION270_WINDOWSRATIO10%_SKYLIGHTRATIO10%_3Dview.png | WIDTH30_LENGTH60_HIGHT12_ORIENTATION270_WINDOWSRATIO10%_SKYLIGHTRATIO10%.json
30 | 40 | 8 | 270 | 40% | 30% | 2400 | 18 | 8 | 1.4667 | 0.36667 | 47.9319 | 0.80116 | 48.7331 | WIDTH40_LENGTH60_HIGHT12_ORIENTATION270_WINDOWSRATIO10%_SKYLIGHTRATIO10%_3Dview.png | WIDTH40_LENGTH60_HIGHT12_ORIENTATION270_WINDOWSRATIO10%_SKYLIGHTRATIO10%.json
40 | 30 | 8 | 315 | 40% | 30% | 2400 | 8 | 18 | 1.4667 | 0.36667 | 47.7755 | 0.88824 | 48.6637 | WIDTH50_LENGTH60_HIGHT12_ORIENTATION270_WINDOWSRATIO10%_SKYLIGHTRATIO10%_3Dview.png | WIDTH50_LENGTH60_HIGHT12_ORIENTATION270_WINDOWSRATIO10%_SKYLIGHTRATIO10%.json
30 | 40 | 8 | 315 | 40% | 30% | 2400 | 18 | 8 | 1.4667 | 0.36667 | 47.758 | 0.89609 | 48.6541 | WIDTH60_LENGTH60_HIGHT12_ORIENTATION270_WINDOWSRATIO10%_SKYLIGHTRATIO10%_3Dview.png | WIDTH60_LENGTH60_HIGHT12_ORIENTATION270_WINDOWSRATIO10%_SKYLIGHTRATIO10%.json
40 | 30 | 8 | 0 | 10% | 40% | 2400 | 8 | 18 | 1.4667 | 0.36667 | 46.9159 | 1.3552 | 48.2711 | WIDTH30_LENGTH30_HIGHT16_ORIENTATION270_WINDOWSRATIO10%_SKYLIGHTRATIO10%_3Dview.png | WIDTH30_LENGTH30_HIGHT16_ORIENTATION270_WINDOWSRATIO10%_SKYLIGHTRATIO10%.json
30 | 40 | 8 | 0 | 10% | 40% | 2400 | 18 | 8 | 1.4667 | 0.36667 | 46.9134 | 1.3823 | 48.2958 | WIDTH40_LENGTH30_HIGHT16_ORIENTATION270_WINDOWSRATIO10%_SKYLIGHTRATIO10%_3Dview.png | WIDTH40_LENGTH30_HIGHT16_ORIENTATION270_WINDOWSRATIO10%_SKYLIGHTRATIO10%.json
40 | 30 | 8 | 45 | 10% | 40% | 2400 | 8 | 18 | 1.4667 | 0.36667 | 46.7534 | 1.4435 | 48.1969 | WIDTH50_LENGTH30_HIGHT16_ORIENTATION270_WINDOWSRATIO10%_SKYLIGHTRATIO10%_3Dview.png | WIDTH50_LENGTH30_HIGHT16_ORIENTATION270_WINDOWSRATIO10%_SKYLIGHTRATIO10%.json
30 | 40 | 8 | 45 | 10% | 40% | 2400 | 18 | 8 | 1.4667 | 0.36667 | 46.7856 | 1.4255 | 48.2112 | WIDTH60_LENGTH30_HIGHT16_ORIENTATION270_WINDOWSRATIO10%_SKYLIGHTRATIO10%_3Dview.png | WIDTH60_LENGTH30_HIGHT16_ORIENTATION270_WINDOWSRATIO10%_SKYLIGHTRATIO10%.json
40 | 30 | 8 | 90 | 10% | 40% | 2400 | 8 | 18 | 1.4667 | 0.36667 | 46.9131 | 1.3817 | 48.2948 | WIDTH30_LENGTH40_HIGHT16_ORIENTATION270_WINDOWSRATIO10%_SKYLIGHTRATIO10%_3Dview.png | WIDTH30_LENGTH40_HIGHT16_ORIENTATION270_WINDOWSRATIO10%_SKYLIGHTRATIO10%.json
30 | 40 | 8 | 90 | 10% | 40% | 2400 | 18 | 8 | 1.4667 | 0.36667 | 46.9166 | 1.3553 | 48.272 | WIDTH40_LENGTH40_HIGHT16_ORIENTATION270_WINDOWSRATIO10%_SKYLIGHTRATIO10%_3Dview.png | WIDTH40_LENGTH40_HIGHT16_ORIENTATION270_WINDOWSRATIO10%_SKYLIGHTRATIO10%.json
40 | 30 | 8 | 135 | 10% | 40% | 2400 | 8 | 18 | 1.4667 | 0.36667 | 46.7668 | 1.4357 | 48.2026 | WIDTH50_LENGTH40_HIGHT16_ORIENTATION270_WINDOWSRATIO10%_SKYLIGHTRATIO10%_3Dview.png | WIDTH50_LENGTH40_HIGHT16_ORIENTATION270_WINDOWSRATIO10%_SKYLIGHTRATIO10%.json
30 | 40 | 8 | 135 | 10% | 40% | 2400 | 18 | 8 | 1.4667 | 0.36667 | 46.8098 | 1.4246 | 48.2345 | WIDTH60_LENGTH40_HIGHT16_ORIENTATION270_WINDOWSRATIO10%_SKYLIGHTRATIO10%_3Dview.png | WIDTH60_LENGTH40_HIGHT16_ORIENTATION270_WINDOWSRATIO10%_SKYLIGHTRATIO10%.json
40 | 30 | 8 | 180 | 10% | 40% | 2400 | 8 | 18 | 1.4667 | 0.36667 | 46.9159 | 1.3552 | 48.2711 | WIDTH30_LENGTH50_HIGHT16_ORIENTATION270_WINDOWSRATIO10%_SKYLIGHTRATIO10%_3Dview.png | WIDTH30_LENGTH50_HIGHT16_ORIENTATION270_WINDOWSRATIO10%_SKYLIGHTRATIO10%.json
30 | 40 | 8 | 180 | 10% | 40% | 2400 | 18 | 8 | 1.4667 | 0.36667 | 46.9134 | 1.3823 | 48.2958 | WIDTH40_LENGTH50_HIGHT16_ORIENTATION270_WINDOWSRATIO10%_SKYLIGHTRATIO10%_3Dview.png | WIDTH40_LENGTH50_HIGHT16_ORIENTATION270_WINDOWSRATIO10%_SKYLIGHTRATIO10%.json
40 | 30 | 8 | 225 | 10% | 40% | 2400 | 8 | 18 | 1.4667 | 0.36667 | 46.8099 | 1.4244 | 48.2343 | WIDTH50_LENGTH50_HIGHT16_ORIENTATION270_WINDOWSRATIO10%_SKYLIGHTRATIO10%_3Dview.png | WIDTH50_LENGTH50_HIGHT16_ORIENTATION270_WINDOWSRATIO10%_SKYLIGHTRATIO10%.json
30 | 40 | 8 | 225 | 10% | 40% | 2400 | 18 | 8 | 1.4667 | 0.36667 | 46.7869 | 1.4258 | 48.2127 | WIDTH60_LENGTH50_HIGHT16_ORIENTATION270_WINDOWSRATIO10%_SKYLIGHTRATIO10%_3Dview.png | WIDTH60_LENGTH50_HIGHT16_ORIENTATION270_WINDOWSRATIO10%_SKYLIGHTRATIO10%.json
40 | 30 | 8 | 270 | 10% | 40% | 2400 | 8 | 18 | 1.4667 | 0.36667 | 46.9131 | 1.3817 | 48.2948 | WIDTH30_LENGTH60_HIGHT16_ORIENTATION270_WINDOWSRATIO10%_SKYLIGHTRATIO10%_3Dview.png | WIDTH30_LENGTH60_HIGHT16_ORIENTATION270_WINDOWSRATIO10%_SKYLIGHTRATIO10%.json
30 | 40 | 8 | 270 | 10% | 40% | 2400 | 18 | 8 | 1.4667 | 0.36667 | 46.9166 | 1.3553 | 48.272 | WIDTH40_LENGTH60_HIGHT16_ORIENTATION270_WINDOWSRATIO10%_SKYLIGHTRATIO10%_3Dview.png | WIDTH40_LENGTH60_HIGHT16_ORIENTATION270_WINDOWSRATIO10%_SKYLIGHTRATIO10%.json
40 | 30 | 8 | 315 | 10% | 40% | 2400 | 8 | 18 | 1.4667 | 0.36667 | 46.8031 | 1.4195 | 48.2226 | WIDTH50_LENGTH60_HIGHT16_ORIENTATION270_WINDOWSRATIO10%_SKYLIGHTRATIO10%_3Dview.png | WIDTH50_LENGTH60_HIGHT16_ORIENTATION270_WINDOWSRATIO10%_SKYLIGHTRATIO10%.json
30 | 40 | 8 | 315 | 10% | 40% | 2400 | 18 | 8 | 1.4667 | 0.36667 | 46.8098 | 1.4246 | 48.2345 | WIDTH60_LENGTH60_HIGHT16_ORIENTATION270_WINDOWSRATIO10%_SKYLIGHTRATIO10%_3Dview.png | WIDTH60_LENGTH60_HIGHT16_ORIENTATION270_WINDOWSRATIO10%_SKYLIGHTRATIO10%.json
40 | 30 | 8 | 0 | 20% | 40% | 2400 | 8 | 18 | 1.4667 | 0.36667 | 47.9223 | 1.1095 | 49.0318 | WIDTH30_LENGTH30_HIGHT8_ORIENTATION315_WINDOWSRATIO10%_SKYLIGHTRATIO10%_3Dview.png | WIDTH30_LENGTH30_HIGHT8_ORIENTATION315_WINDOWSRATIO10%_SKYLIGHTRATIO10%.json
30 | 40 | 8 | 0 | 20% | 40% | 2400 | 18 | 8 | 1.4667 | 0.36667 | 47.8969 | 1.1455 | 49.0424 | WIDTH40_LENGTH30_HIGHT8_ORIENTATION315_WINDOWSRATIO10%_SKYLIGHTRATIO10%_3Dview.png | WIDTH40_LENGTH30_HIGHT8_ORIENTATION315_WINDOWSRATIO10%_SKYLIGHTRATIO10%.json
40 | 30 | 8 | 45 | 20% | 40% | 2400 | 8 | 18 | 1.4667 | 0.36667 | 47.7553 | 1.2084 | 48.9638 | WIDTH50_LENGTH30_HIGHT8_ORIENTATION315_WINDOWSRATIO10%_SKYLIGHTRATIO10%_3Dview.png | WIDTH50_LENGTH30_HIGHT8_ORIENTATION315_WINDOWSRATIO10%_SKYLIGHTRATIO10%.json
30 | 40 | 8 | 45 | 20% | 40% | 2400 | 18 | 8 | 1.4667 | 0.36667 | 47.7738 | 1.1949 | 48.9687 | WIDTH60_LENGTH30_HIGHT8_ORIENTATION315_WINDOWSRATIO10%_SKYLIGHTRATIO10%_3Dview.png | WIDTH60_LENGTH30_HIGHT8_ORIENTATION315_WINDOWSRATIO10%_SKYLIGHTRATIO10%.json
40 | 30 | 8 | 90 | 20% | 40% | 2400 | 8 | 18 | 1.4667 | 0.36667 | 47.8961 | 1.1448 | 49.041 | WIDTH30_LENGTH40_HIGHT8_ORIENTATION315_WINDOWSRATIO10%_SKYLIGHTRATIO10%_3Dview.png | WIDTH30_LENGTH40_HIGHT8_ORIENTATION315_WINDOWSRATIO10%_SKYLIGHTRATIO10%.json
30 | 40 | 8 | 90 | 20% | 40% | 2400 | 18 | 8 | 1.4667 | 0.36667 | 47.9229 | 1.1094 | 49.0323 | WIDTH40_LENGTH40_HIGHT8_ORIENTATION315_WINDOWSRATIO10%_SKYLIGHTRATIO10%_3Dview.png | WIDTH40_LENGTH40_HIGHT8_ORIENTATION315_WINDOWSRATIO10%_SKYLIGHTRATIO10%.json
40 | 30 | 8 | 135 | 20% | 40% | 2400 | 8 | 18 | 1.4667 | 0.36667 | 47.7638 | 1.2007 | 48.9646 | WIDTH50_LENGTH40_HIGHT8_ORIENTATION315_WINDOWSRATIO10%_SKYLIGHTRATIO10%_3Dview.png | WIDTH50_LENGTH40_HIGHT8_ORIENTATION315_WINDOWSRATIO10%_SKYLIGHTRATIO10%.json
30 | 40 | 8 | 135 | 20% | 40% | 2400 | 18 | 8 | 1.4667 | 0.36667 | 47.7953 | 1.1935 | 48.9888 | WIDTH60_LENGTH40_HIGHT8_ORIENTATION315_WINDOWSRATIO10%_SKYLIGHTRATIO10%_3Dview.png | WIDTH60_LENGTH40_HIGHT8_ORIENTATION315_WINDOWSRATIO10%_SKYLIGHTRATIO10%.json
40 | 30 | 8 | 180 | 20% | 40% | 2400 | 8 | 18 | 1.4667 | 0.36667 | 47.9223 | 1.1095 | 49.0318 | WIDTH30_LENGTH50_HIGHT8_ORIENTATION315_WINDOWSRATIO10%_SKYLIGHTRATIO10%_3Dview.png | WIDTH30_LENGTH50_HIGHT8_ORIENTATION315_WINDOWSRATIO10%_SKYLIGHTRATIO10%.json
30 | 40 | 8 | 180 | 20% | 40% | 2400 | 18 | 8 | 1.4667 | 0.36667 | 47.8969 | 1.1455 | 49.0424 | WIDTH40_LENGTH50_HIGHT8_ORIENTATION315_WINDOWSRATIO10%_SKYLIGHTRATIO10%_3Dview.png | WIDTH40_LENGTH50_HIGHT8_ORIENTATION315_WINDOWSRATIO10%_SKYLIGHTRATIO10%.json
40 | 30 | 8 | 225 | 20% | 40% | 2400 | 8 | 18 | 1.4667 | 0.36667 | 47.7955 | 1.1934 | 48.9889 | WIDTH50_LENGTH50_HIGHT8_ORIENTATION315_WINDOWSRATIO10%_SKYLIGHTRATIO10%_3Dview.png | WIDTH50_LENGTH50_HIGHT8_ORIENTATION315_WINDOWSRATIO10%_SKYLIGHTRATIO10%.json
30 | 40 | 8 | 225 | 20% | 40% | 2400 | 18 | 8 | 1.4667 | 0.36667 | 47.7754 | 1.1952 | 48.9706 | WIDTH60_LENGTH50_HIGHT8_ORIENTATION315_WINDOWSRATIO10%_SKYLIGHTRATIO10%_3Dview.png | WIDTH60_LENGTH50_HIGHT8_ORIENTATION315_WINDOWSRATIO10%_SKYLIGHTRATIO10%.json
40 | 30 | 8 | 270 | 20% | 40% | 2400 | 8 | 18 | 1.4667 | 0.36667 | 47.8961 | 1.1448 | 49.041 | WIDTH30_LENGTH60_HIGHT8_ORIENTATION315_WINDOWSRATIO10%_SKYLIGHTRATIO10%_3Dview.png | WIDTH30_LENGTH60_HIGHT8_ORIENTATION315_WINDOWSRATIO10%_SKYLIGHTRATIO10%.json
30 | 40 | 8 | 270 | 20% | 40% | 2400 | 18 | 8 | 1.4667 | 0.36667 | 47.9229 | 1.1094 | 49.0323 | WIDTH40_LENGTH60_HIGHT8_ORIENTATION315_WINDOWSRATIO10%_SKYLIGHTRATIO10%_3Dview.png | WIDTH40_LENGTH60_HIGHT8_ORIENTATION315_WINDOWSRATIO10%_SKYLIGHTRATIO10%.json
40 | 30 | 8 | 315 | 20% | 40% | 2400 | 8 | 18 | 1.4667 | 0.36667 | 47.7875 | 1.1895 | 48.977 | WIDTH50_LENGTH60_HIGHT8_ORIENTATION315_WINDOWSRATIO10%_SKYLIGHTRATIO10%_3Dview.png | WIDTH50_LENGTH60_HIGHT8_ORIENTATION315_WINDOWSRATIO10%_SKYLIGHTRATIO10%.json
30 | 40 | 8 | 315 | 20% | 40% | 2400 | 18 | 8 | 1.4667 | 0.36667 | 47.7953 | 1.1935 | 48.9888 | WIDTH60_LENGTH60_HIGHT8_ORIENTATION315_WINDOWSRATIO10%_SKYLIGHTRATIO10%_3Dview.png | WIDTH60_LENGTH60_HIGHT8_ORIENTATION315_WINDOWSRATIO10%_SKYLIGHTRATIO10%.json
40 | 30 | 8 | 0 | 30% | 40% | 2400 | 8 | 18 | 1.4667 | 0.36667 | 48.6761 | 0.91827 | 49.5943 | WIDTH30_LENGTH30_HIGHT12_ORIENTATION315_WINDOWSRATIO10%_SKYLIGHTRATIO10%_3Dview.png | WIDTH30_LENGTH30_HIGHT12_ORIENTATION315_WINDOWSRATIO10%_SKYLIGHTRATIO10%.json
30 | 40 | 8 | 0 | 30% | 40% | 2400 | 18 | 8 | 1.4667 | 0.36667 | 48.6361 | 0.95882 | 49.595 | WIDTH40_LENGTH30_HIGHT12_ORIENTATION315_WINDOWSRATIO10%_SKYLIGHTRATIO10%_3Dview.png | WIDTH40_LENGTH30_HIGHT12_ORIENTATION315_WINDOWSRATIO10%_SKYLIGHTRATIO10%.json
40 | 30 | 8 | 45 | 30% | 40% | 2400 | 8 | 18 | 1.4667 | 0.36667 | 48.5014 | 1.0196 | 49.5211 | WIDTH50_LENGTH30_HIGHT12_ORIENTATION315_WINDOWSRATIO10%_SKYLIGHTRATIO10%_3Dview.png | WIDTH50_LENGTH30_HIGHT12_ORIENTATION315_WINDOWSRATIO10%_SKYLIGHTRATIO10%.json
30 | 40 | 8 | 45 | 30% | 40% | 2400 | 18 | 8 | 1.4667 | 0.36667 | 48.5184 | 1.0092 | 49.5276 | WIDTH60_LENGTH30_HIGHT12_ORIENTATION315_WINDOWSRATIO10%_SKYLIGHTRATIO10%_3Dview.png | WIDTH60_LENGTH30_HIGHT12_ORIENTATION315_WINDOWSRATIO10%_SKYLIGHTRATIO10%.json
40 | 30 | 8 | 90 | 30% | 40% | 2400 | 8 | 18 | 1.4667 | 0.36667 | 48.6363 | 0.9584 | 49.5947 | WIDTH30_LENGTH40_HIGHT12_ORIENTATION315_WINDOWSRATIO10%_SKYLIGHTRATIO10%_3Dview.png | WIDTH30_LENGTH40_HIGHT12_ORIENTATION315_WINDOWSRATIO10%_SKYLIGHTRATIO10%.json
30 | 40 | 8 | 90 | 30% | 40% | 2400 | 18 | 8 | 1.4667 | 0.36667 | 48.6764 | 0.91825 | 49.5947 | WIDTH40_LENGTH40_HIGHT12_ORIENTATION315_WINDOWSRATIO10%_SKYLIGHTRATIO10%_3Dview.png | WIDTH40_LENGTH40_HIGHT12_ORIENTATION315_WINDOWSRATIO10%_SKYLIGHTRATIO10%.json
40 | 30 | 8 | 135 | 30% | 40% | 2400 | 8 | 18 | 1.4667 | 0.36667 | 48.509 | 1.0145 | 49.5235 | WIDTH50_LENGTH40_HIGHT12_ORIENTATION315_WINDOWSRATIO10%_SKYLIGHTRATIO10%_3Dview.png | WIDTH50_LENGTH40_HIGHT12_ORIENTATION315_WINDOWSRATIO10%_SKYLIGHTRATIO10%.json
30 | 40 | 8 | 135 | 30% | 40% | 2400 | 18 | 8 | 1.4667 | 0.36667 | 48.5335 | 1.0078 | 49.5413 | WIDTH60_LENGTH40_HIGHT12_ORIENTATION315_WINDOWSRATIO10%_SKYLIGHTRATIO10%_3Dview.png | WIDTH60_LENGTH40_HIGHT12_ORIENTATION315_WINDOWSRATIO10%_SKYLIGHTRATIO10%.json
40 | 30 | 8 | 180 | 30% | 40% | 2400 | 8 | 18 | 1.4667 | 0.36667 | 48.6761 | 0.91827 | 49.5943 | WIDTH30_LENGTH50_HIGHT12_ORIENTATION315_WINDOWSRATIO10%_SKYLIGHTRATIO10%_3Dview.png | WIDTH30_LENGTH50_HIGHT12_ORIENTATION315_WINDOWSRATIO10%_SKYLIGHTRATIO10%.json
30 | 40 | 8 | 180 | 30% | 40% | 2400 | 18 | 8 | 1.4667 | 0.36667 | 48.6361 | 0.95882 | 49.595 | WIDTH40_LENGTH50_HIGHT12_ORIENTATION315_WINDOWSRATIO10%_SKYLIGHTRATIO10%_3Dview.png | WIDTH40_LENGTH50_HIGHT12_ORIENTATION315_WINDOWSRATIO10%_SKYLIGHTRATIO10%.json
40 | 30 | 8 | 225 | 30% | 40% | 2400 | 8 | 18 | 1.4667 | 0.36667 | 48.5339 | 1.0076 | 49.5415 | WIDTH50_LENGTH50_HIGHT12_ORIENTATION315_WINDOWSRATIO10%_SKYLIGHTRATIO10%_3Dview.png | WIDTH50_LENGTH50_HIGHT12_ORIENTATION315_WINDOWSRATIO10%_SKYLIGHTRATIO10%.json
30 | 40 | 8 | 225 | 30% | 40% | 2400 | 18 | 8 | 1.4667 | 0.36667 | 48.519 | 1.0095 | 49.5285 | WIDTH60_LENGTH50_HIGHT12_ORIENTATION315_WINDOWSRATIO10%_SKYLIGHTRATIO10%_3Dview.png | WIDTH60_LENGTH50_HIGHT12_ORIENTATION315_WINDOWSRATIO10%_SKYLIGHTRATIO10%.json
40 | 30 | 8 | 270 | 30% | 40% | 2400 | 8 | 18 | 1.4667 | 0.36667 | 48.6363 | 0.9584 | 49.5947 | WIDTH30_LENGTH60_HIGHT12_ORIENTATION315_WINDOWSRATIO10%_SKYLIGHTRATIO10%_3Dview.png | WIDTH30_LENGTH60_HIGHT12_ORIENTATION315_WINDOWSRATIO10%_SKYLIGHTRATIO10%.json
30 | 40 | 8 | 270 | 30% | 40% | 2400 | 18 | 8 | 1.4667 | 0.36667 | 48.6764 | 0.91825 | 49.5947 | WIDTH40_LENGTH60_HIGHT12_ORIENTATION315_WINDOWSRATIO10%_SKYLIGHTRATIO10%_3Dview.png | WIDTH40_LENGTH60_HIGHT12_ORIENTATION315_WINDOWSRATIO10%_SKYLIGHTRATIO10%.json
40 | 30 | 8 | 315 | 30% | 40% | 2400 | 8 | 18 | 1.4667 | 0.36667 | 48.5285 | 1.0046 | 49.5331 | WIDTH50_LENGTH60_HIGHT12_ORIENTATION315_WINDOWSRATIO10%_SKYLIGHTRATIO10%_3Dview.png | WIDTH50_LENGTH60_HIGHT12_ORIENTATION315_WINDOWSRATIO10%_SKYLIGHTRATIO10%.json
30 | 40 | 8 | 315 | 30% | 40% | 2400 | 18 | 8 | 1.4667 | 0.36667 | 48.5335 | 1.0078 | 49.5413 | WIDTH60_LENGTH60_HIGHT12_ORIENTATION315_WINDOWSRATIO10%_SKYLIGHTRATIO10%_3Dview.png | WIDTH60_LENGTH60_HIGHT12_ORIENTATION315_WINDOWSRATIO10%_SKYLIGHTRATIO10%.json
40 | 30 | 8 | 0 | 40% | 40% | 2400 | 8 | 18 | 1.4667 | 0.36667 | 49.2421 | 0.77398 | 50.0161 | WIDTH30_LENGTH30_HIGHT16_ORIENTATION315_WINDOWSRATIO10%_SKYLIGHTRATIO10%_3Dview.png | WIDTH30_LENGTH30_HIGHT16_ORIENTATION315_WINDOWSRATIO10%_SKYLIGHTRATIO10%.json
30 | 40 | 8 | 0 | 40% | 40% | 2400 | 18 | 8 | 1.4667 | 0.36667 | 49.1765 | 0.81457 | 49.991 | WIDTH40_LENGTH30_HIGHT16_ORIENTATION315_WINDOWSRATIO10%_SKYLIGHTRATIO10%_3Dview.png | WIDTH40_LENGTH30_HIGHT16_ORIENTATION315_WINDOWSRATIO10%_SKYLIGHTRATIO10%.json
40 | 30 | 8 | 45 | 40% | 40% | 2400 | 8 | 18 | 1.4667 | 0.36667 | 49.0543 | 0.86954 | 49.9238 | WIDTH50_LENGTH30_HIGHT16_ORIENTATION315_WINDOWSRATIO10%_SKYLIGHTRATIO10%_3Dview.png | WIDTH50_LENGTH30_HIGHT16_ORIENTATION315_WINDOWSRATIO10%_SKYLIGHTRATIO10%.json
30 | 40 | 8 | 45 | 40% | 40% | 2400 | 18 | 8 | 1.4667 | 0.36667 | 49.078 | 0.86222 | 49.9402 | WIDTH60_LENGTH30_HIGHT16_ORIENTATION315_WINDOWSRATIO10%_SKYLIGHTRATIO10%_3Dview.png | WIDTH60_LENGTH30_HIGHT16_ORIENTATION315_WINDOWSRATIO10%_SKYLIGHTRATIO10%.json
40 | 30 | 8 | 90 | 40% | 40% | 2400 | 8 | 18 | 1.4667 | 0.36667 | 49.1769 | 0.81427 | 49.9912 | WIDTH30_LENGTH40_HIGHT16_ORIENTATION315_WINDOWSRATIO10%_SKYLIGHTRATIO10%_3Dview.png | WIDTH30_LENGTH40_HIGHT16_ORIENTATION315_WINDOWSRATIO10%_SKYLIGHTRATIO10%.json
30 | 40 | 8 | 90 | 40% | 40% | 2400 | 18 | 8 | 1.4667 | 0.36667 | 49.2422 | 0.77395 | 50.0162 | WIDTH40_LENGTH40_HIGHT16_ORIENTATION315_WINDOWSRATIO10%_SKYLIGHTRATIO10%_3Dview.png | WIDTH40_LENGTH40_HIGHT16_ORIENTATION315_WINDOWSRATIO10%_SKYLIGHTRATIO10%.json
40 | 30 | 8 | 135 | 40% | 40% | 2400 | 8 | 18 | 1.4667 | 0.36667 | 49.0692 | 0.86684 | 49.936 | WIDTH50_LENGTH40_HIGHT16_ORIENTATION315_WINDOWSRATIO10%_SKYLIGHTRATIO10%_3Dview.png | WIDTH50_LENGTH40_HIGHT16_ORIENTATION315_WINDOWSRATIO10%_SKYLIGHTRATIO10%.json
30 | 40 | 8 | 135 | 40% | 40% | 2400 | 18 | 8 | 1.4667 | 0.36667 | 49.0804 | 0.8605 | 49.9409 | WIDTH60_LENGTH40_HIGHT16_ORIENTATION315_WINDOWSRATIO10%_SKYLIGHTRATIO10%_3Dview.png | WIDTH60_LENGTH40_HIGHT16_ORIENTATION315_WINDOWSRATIO10%_SKYLIGHTRATIO10%.json
40 | 30 | 8 | 180 | 40% | 40% | 2400 | 8 | 18 | 1.4667 | 0.36667 | 49.2421 | 0.77398 | 50.0161 | WIDTH30_LENGTH50_HIGHT16_ORIENTATION315_WINDOWSRATIO10%_SKYLIGHTRATIO10%_3Dview.png | WIDTH30_LENGTH50_HIGHT16_ORIENTATION315_WINDOWSRATIO10%_SKYLIGHTRATIO10%.json
30 | 40 | 8 | 180 | 40% | 40% | 2400 | 18 | 8 | 1.4667 | 0.36667 | 49.1765 | 0.81457 | 49.991 | WIDTH40_LENGTH50_HIGHT16_ORIENTATION315_WINDOWSRATIO10%_SKYLIGHTRATIO10%_3Dview.png | WIDTH40_LENGTH50_HIGHT16_ORIENTATION315_WINDOWSRATIO10%_SKYLIGHTRATIO10%.json
40 | 30 | 8 | 225 | 40% | 40% | 2400 | 8 | 18 | 1.4667 | 0.36667 | 49.081 | 0.86009 | 49.941 | WIDTH50_LENGTH50_HIGHT16_ORIENTATION315_WINDOWSRATIO10%_SKYLIGHTRATIO10%_3Dview.png | WIDTH50_LENGTH50_HIGHT16_ORIENTATION315_WINDOWSRATIO10%_SKYLIGHTRATIO10%.json
30 | 40 | 8 | 225 | 40% | 40% | 2400 | 18 | 8 | 1.4667 | 0.36667 | 49.0779 | 0.86249 | 49.9404 | WIDTH60_LENGTH50_HIGHT16_ORIENTATION315_WINDOWSRATIO10%_SKYLIGHTRATIO10%_3Dview.png | WIDTH60_LENGTH50_HIGHT16_ORIENTATION315_WINDOWSRATIO10%_SKYLIGHTRATIO10%.json
40 | 30 | 8 | 270 | 40% | 40% | 2400 | 8 | 18 | 1.4667 | 0.36667 | 49.1769 | 0.81427 | 49.9912 | WIDTH30_LENGTH60_HIGHT16_ORIENTATION315_WINDOWSRATIO10%_SKYLIGHTRATIO10%_3Dview.png | WIDTH30_LENGTH60_HIGHT16_ORIENTATION315_WINDOWSRATIO10%_SKYLIGHTRATIO10%.json
30 | 40 | 8 | 270 | 40% | 40% | 2400 | 18 | 8 | 1.4667 | 0.36667 | 49.2422 | 0.77395 | 50.0162 | WIDTH40_LENGTH60_HIGHT16_ORIENTATION315_WINDOWSRATIO10%_SKYLIGHTRATIO10%_3Dview.png | WIDTH40_LENGTH60_HIGHT16_ORIENTATION315_WINDOWSRATIO10%_SKYLIGHTRATIO10%.json
40 | 30 | 8 | 315 | 40% | 40% | 2400 | 8 | 18 | 1.4667 | 0.36667 | 49.087 | 0.85821 | 49.9452 | WIDTH50_LENGTH60_HIGHT16_ORIENTATION315_WINDOWSRATIO10%_SKYLIGHTRATIO10%_3Dview.png | WIDTH50_LENGTH60_HIGHT16_ORIENTATION315_WINDOWSRATIO10%_SKYLIGHTRATIO10%.json
30 | 40 | 8 | 315 | 40% | 40% | 2400 | 18 | 8 | 1.4667 | 0.36667 | 49.0804 | 0.8605 | 49.9409 | WIDTH60_LENGTH60_HIGHT16_ORIENTATION315_WINDOWSRATIO10%_SKYLIGHTRATIO10%_3Dview.png | WIDTH60_LENGTH60_HIGHT16_ORIENTATION315_WINDOWSRATIO10%_SKYLIGHTRATIO10%.json
50 | 30 | 8 | 0 | 10% | 10% | 3000 | 8 | 28 | 1.4267 | 0.35667 | 43.7579 | 1.4868 | 45.2447 | WIDTH30_LENGTH30_HIGHT8_ORIENTATION0_WINDOWSRATIO20%_SKYLIGHTRATIO10%_3Dview.png | WIDTH30_LENGTH30_HIGHT8_ORIENTATION0_WINDOWSRATIO20%_SKYLIGHTRATIO10%.json
30 | 50 | 8 | 0 | 10% | 10% | 3000 | 28 | 8 | 1.4267 | 0.35667 | -999 | -999 | -999 | WIDTH40_LENGTH30_HIGHT8_ORIENTATION0_WINDOWSRATIO20%_SKYLIGHTRATIO10%_3Dview.png | WIDTH40_LENGTH30_HIGHT8_ORIENTATION0_WINDOWSRATIO20%_SKYLIGHTRATIO10%.json
50 | 30 | 8 | 45 | 10% | 10% | 3000 | 8 | 28 | 1.4267 | 0.35667 | 43.6436 | 1.5749 | 45.2185 | WIDTH50_LENGTH30_HIGHT8_ORIENTATION0_WINDOWSRATIO20%_SKYLIGHTRATIO10%_3Dview.png | WIDTH50_LENGTH30_HIGHT8_ORIENTATION0_WINDOWSRATIO20%_SKYLIGHTRATIO10%.json
30 | 50 | 8 | 45 | 10% | 10% | 3000 | 28 | 8 | 1.4267 | 0.35667 | 43.6395 | 1.5664 | 45.2058 | WIDTH60_LENGTH30_HIGHT8_ORIENTATION0_WINDOWSRATIO20%_SKYLIGHTRATIO10%_3Dview.png | WIDTH60_LENGTH30_HIGHT8_ORIENTATION0_WINDOWSRATIO20%_SKYLIGHTRATIO10%.json
50 | 30 | 8 | 90 | 10% | 10% | 3000 | 8 | 28 | 1.4267 | 0.35667 | 43.7499 | 1.5384 | 45.2883 | WIDTH30_LENGTH40_HIGHT8_ORIENTATION0_WINDOWSRATIO20%_SKYLIGHTRATIO10%_3Dview.png | WIDTH30_LENGTH40_HIGHT8_ORIENTATION0_WINDOWSRATIO20%_SKYLIGHTRATIO10%.json
30 | 50 | 8 | 90 | 10% | 10% | 3000 | 28 | 8 | 1.4267 | 0.35667 | 43.7573 | 1.4869 | 45.2442 | WIDTH40_LENGTH40_HIGHT8_ORIENTATION0_WINDOWSRATIO20%_SKYLIGHTRATIO10%_3Dview.png | WIDTH40_LENGTH40_HIGHT8_ORIENTATION0_WINDOWSRATIO20%_SKYLIGHTRATIO10%.json
50 | 30 | 8 | 135 | 10% | 10% | 3000 | 8 | 28 | 1.4267 | 0.35667 | 43.6357 | 1.568 | 45.2037 | WIDTH50_LENGTH40_HIGHT8_ORIENTATION0_WINDOWSRATIO20%_SKYLIGHTRATIO10%_3Dview.png | WIDTH50_LENGTH40_HIGHT8_ORIENTATION0_WINDOWSRATIO20%_SKYLIGHTRATIO10%.json
30 | 50 | 8 | 135 | 10% | 10% | 3000 | 28 | 8 | 1.4267 | 0.35667 | 43.6408 | 1.5762 | 45.217 | WIDTH60_LENGTH40_HIGHT8_ORIENTATION0_WINDOWSRATIO20%_SKYLIGHTRATIO10%_3Dview.png | WIDTH60_LENGTH40_HIGHT8_ORIENTATION0_WINDOWSRATIO20%_SKYLIGHTRATIO10%.json
50 | 30 | 8 | 180 | 10% | 10% | 3000 | 8 | 28 | 1.4267 | 0.35667 | 43.7579 | 1.4868 | 45.2447 | WIDTH30_LENGTH50_HIGHT8_ORIENTATION0_WINDOWSRATIO20%_SKYLIGHTRATIO10%_3Dview.png | WIDTH30_LENGTH50_HIGHT8_ORIENTATION0_WINDOWSRATIO20%_SKYLIGHTRATIO10%.json
30 | 50 | 8 | 180 | 10% | 10% | 3000 | 28 | 8 | 1.4267 | 0.35667 | 43.7501 | 1.539 | 45.2891 | WIDTH40_LENGTH50_HIGHT8_ORIENTATION0_WINDOWSRATIO20%_SKYLIGHTRATIO10%_3Dview.png | WIDTH40_LENGTH50_HIGHT8_ORIENTATION0_WINDOWSRATIO20%_SKYLIGHTRATIO10%.json
50 | 30 | 8 | 225 | 10% | 10% | 3000 | 8 | 28 | 1.4267 | 0.35667 | 43.6338 | 1.578 | 45.2118 | WIDTH50_LENGTH50_HIGHT8_ORIENTATION0_WINDOWSRATIO20%_SKYLIGHTRATIO10%_3Dview.png | WIDTH50_LENGTH50_HIGHT8_ORIENTATION0_WINDOWSRATIO20%_SKYLIGHTRATIO10%.json
30 | 50 | 8 | 225 | 10% | 10% | 3000 | 28 | 8 | 1.4267 | 0.35667 | 43.6385 | 1.5671 | 45.2056 | WIDTH60_LENGTH50_HIGHT8_ORIENTATION0_WINDOWSRATIO20%_SKYLIGHTRATIO10%_3Dview.png | WIDTH60_LENGTH50_HIGHT8_ORIENTATION0_WINDOWSRATIO20%_SKYLIGHTRATIO10%.json
50 | 30 | 8 | 270 | 10% | 10% | 3000 | 8 | 28 | 1.4267 | 0.35667 | 43.7499 | 1.5384 | 45.2883 | WIDTH30_LENGTH60_HIGHT8_ORIENTATION0_WINDOWSRATIO20%_SKYLIGHTRATIO10%_3Dview.png | WIDTH30_LENGTH60_HIGHT8_ORIENTATION0_WINDOWSRATIO20%_SKYLIGHTRATIO10%.json
30 | 50 | 8 | 270 | 10% | 10% | 3000 | 28 | 8 | 1.4267 | 0.35667 | 43.7573 | 1.4869 | 45.2442 | WIDTH40_LENGTH60_HIGHT8_ORIENTATION0_WINDOWSRATIO20%_SKYLIGHTRATIO10%_3Dview.png | WIDTH40_LENGTH60_HIGHT8_ORIENTATION0_WINDOWSRATIO20%_SKYLIGHTRATIO10%.json
50 | 30 | 8 | 315 | 10% | 10% | 3000 | 8 | 28 | 1.4267 | 0.35667 | 43.6393 | 1.5659 | 45.2052 | WIDTH50_LENGTH60_HIGHT8_ORIENTATION0_WINDOWSRATIO20%_SKYLIGHTRATIO10%_3Dview.png | WIDTH50_LENGTH60_HIGHT8_ORIENTATION0_WINDOWSRATIO20%_SKYLIGHTRATIO10%.json
30 | 50 | 8 | 315 | 10% | 10% | 3000 | 28 | 8 | 1.4267 | 0.35667 | 43.6409 | 1.5761 | 45.217 | WIDTH60_LENGTH60_HIGHT8_ORIENTATION0_WINDOWSRATIO20%_SKYLIGHTRATIO10%_3Dview.png | WIDTH60_LENGTH60_HIGHT8_ORIENTATION0_WINDOWSRATIO20%_SKYLIGHTRATIO10%.json
50 | 30 | 8 | 0 | 20% | 10% | 3000 | 8 | 28 | 1.4267 | 0.35667 | 44.8474 | 1.2372 | 46.0846 | WIDTH30_LENGTH30_HIGHT12_ORIENTATION0_WINDOWSRATIO20%_SKYLIGHTRATIO10%_3Dview.png | WIDTH30_LENGTH30_HIGHT12_ORIENTATION0_WINDOWSRATIO20%_SKYLIGHTRATIO10%.json
30 | 50 | 8 | 0 | 20% | 10% | 3000 | 28 | 8 | 1.4267 | 0.35667 | 44.8294 | 1.3019 | 46.1313 | WIDTH40_LENGTH30_HIGHT12_ORIENTATION0_WINDOWSRATIO20%_SKYLIGHTRATIO10%_3Dview.png | WIDTH40_LENGTH30_HIGHT12_ORIENTATION0_WINDOWSRATIO20%_SKYLIGHTRATIO10%.json
50 | 30 | 8 | 45 | 20% | 10% | 3000 | 8 | 28 | 1.4267 | 0.35667 | 44.7277 | 1.3332 | 46.0609 | WIDTH50_LENGTH30_HIGHT12_ORIENTATION0_WINDOWSRATIO20%_SKYLIGHTRATIO10%_3Dview.png | WIDTH50_LENGTH30_HIGHT12_ORIENTATION0_WINDOWSRATIO20%_SKYLIGHTRATIO10%.json
30 | 50 | 8 | 45 | 20% | 10% | 3000 | 28 | 8 | 1.4267 | 0.35667 | 44.7179 | 1.3282 | 46.0461 | WIDTH60_LENGTH30_HIGHT12_ORIENTATION0_WINDOWSRATIO20%_SKYLIGHTRATIO10%_3Dview.png | WIDTH60_LENGTH30_HIGHT12_ORIENTATION0_WINDOWSRATIO20%_SKYLIGHTRATIO10%.json
50 | 30 | 8 | 90 | 20% | 10% | 3000 | 8 | 28 | 1.4267 | 0.35667 | 44.8293 | 1.3018 | 46.1311 | WIDTH30_LENGTH40_HIGHT12_ORIENTATION0_WINDOWSRATIO20%_SKYLIGHTRATIO10%_3Dview.png | WIDTH30_LENGTH40_HIGHT12_ORIENTATION0_WINDOWSRATIO20%_SKYLIGHTRATIO10%.json
30 | 50 | 8 | 90 | 20% | 10% | 3000 | 28 | 8 | 1.4267 | 0.35667 | 44.8468 | 1.2372 | 46.0841 | WIDTH40_LENGTH40_HIGHT12_ORIENTATION0_WINDOWSRATIO20%_SKYLIGHTRATIO10%_3Dview.png | WIDTH40_LENGTH40_HIGHT12_ORIENTATION0_WINDOWSRATIO20%_SKYLIGHTRATIO10%.json
50 | 30 | 8 | 135 | 20% | 10% | 3000 | 8 | 28 | 1.4267 | 0.35667 | 44.7143 | 1.3295 | 46.0438 | WIDTH50_LENGTH40_HIGHT12_ORIENTATION0_WINDOWSRATIO20%_SKYLIGHTRATIO10%_3Dview.png | WIDTH50_LENGTH40_HIGHT12_ORIENTATION0_WINDOWSRATIO20%_SKYLIGHTRATIO10%.json
30 | 50 | 8 | 135 | 20% | 10% | 3000 | 28 | 8 | 1.4267 | 0.35667 | 44.7257 | 1.3357 | 46.0614 | WIDTH60_LENGTH40_HIGHT12_ORIENTATION0_WINDOWSRATIO20%_SKYLIGHTRATIO10%_3Dview.png | WIDTH60_LENGTH40_HIGHT12_ORIENTATION0_WINDOWSRATIO20%_SKYLIGHTRATIO10%.json
50 | 30 | 8 | 180 | 20% | 10% | 3000 | 8 | 28 | 1.4267 | 0.35667 | 44.8474 | 1.2372 | 46.0846 | WIDTH30_LENGTH50_HIGHT12_ORIENTATION0_WINDOWSRATIO20%_SKYLIGHTRATIO10%_3Dview.png | WIDTH30_LENGTH50_HIGHT12_ORIENTATION0_WINDOWSRATIO20%_SKYLIGHTRATIO10%.json
30 | 50 | 8 | 180 | 20% | 10% | 3000 | 28 | 8 | 1.4267 | 0.35667 | 44.8294 | 1.3019 | 46.1313 | WIDTH40_LENGTH50_HIGHT12_ORIENTATION0_WINDOWSRATIO20%_SKYLIGHTRATIO10%_3Dview.png | WIDTH40_LENGTH50_HIGHT12_ORIENTATION0_WINDOWSRATIO20%_SKYLIGHTRATIO10%.json
50 | 30 | 8 | 225 | 20% | 10% | 3000 | 8 | 28 | 1.4267 | 0.35667 | 44.7203 | 1.3373 | 46.0576 | WIDTH50_LENGTH50_HIGHT12_ORIENTATION0_WINDOWSRATIO20%_SKYLIGHTRATIO10%_3Dview.png | WIDTH50_LENGTH50_HIGHT12_ORIENTATION0_WINDOWSRATIO20%_SKYLIGHTRATIO10%.json
30 | 50 | 8 | 225 | 20% | 10% | 3000 | 28 | 8 | 1.4267 | 0.35667 | 44.7171 | 1.3287 | 46.0458 | WIDTH60_LENGTH50_HIGHT12_ORIENTATION0_WINDOWSRATIO20%_SKYLIGHTRATIO10%_3Dview.png | WIDTH60_LENGTH50_HIGHT12_ORIENTATION0_WINDOWSRATIO20%_SKYLIGHTRATIO10%.json
50 | 30 | 8 | 270 | 20% | 10% | 3000 | 8 | 28 | 1.4267 | 0.35667 | 44.8293 | 1.3018 | 46.1311 | WIDTH30_LENGTH60_HIGHT12_ORIENTATION0_WINDOWSRATIO20%_SKYLIGHTRATIO10%_3Dview.png | WIDTH30_LENGTH60_HIGHT12_ORIENTATION0_WINDOWSRATIO20%_SKYLIGHTRATIO10%.json
30 | 50 | 8 | 270 | 20% | 10% | 3000 | 28 | 8 | 1.4267 | 0.35667 | 44.8468 | 1.2372 | 46.0841 | WIDTH40_LENGTH60_HIGHT12_ORIENTATION0_WINDOWSRATIO20%_SKYLIGHTRATIO10%_3Dview.png | WIDTH40_LENGTH60_HIGHT12_ORIENTATION0_WINDOWSRATIO20%_SKYLIGHTRATIO10%.json
50 | 30 | 8 | 315 | 20% | 10% | 3000 | 8 | 28 | 1.4267 | 0.35667 | 44.7176 | 1.3278 | 46.0455 | WIDTH50_LENGTH60_HIGHT12_ORIENTATION0_WINDOWSRATIO20%_SKYLIGHTRATIO10%_3Dview.png | WIDTH50_LENGTH60_HIGHT12_ORIENTATION0_WINDOWSRATIO20%_SKYLIGHTRATIO10%.json
30 | 50 | 8 | 315 | 20% | 10% | 3000 | 28 | 8 | 1.4267 | 0.35667 | 44.7258 | 1.3355 | 46.0613 | WIDTH60_LENGTH60_HIGHT12_ORIENTATION0_WINDOWSRATIO20%_SKYLIGHTRATIO10%_3Dview.png | WIDTH60_LENGTH60_HIGHT12_ORIENTATION0_WINDOWSRATIO20%_SKYLIGHTRATIO10%.json
50 | 30 | 8 | 0 | 30% | 10% | 3000 | 8 | 28 | 1.4267 | 0.35667 | 45.6969 | 1.0322 | 46.7292 | WIDTH30_LENGTH30_HIGHT16_ORIENTATION0_WINDOWSRATIO20%_SKYLIGHTRATIO10%_3Dview.png | WIDTH30_LENGTH30_HIGHT16_ORIENTATION0_WINDOWSRATIO20%_SKYLIGHTRATIO10%.json
30 | 50 | 8 | 0 | 30% | 10% | 3000 | 28 | 8 | 1.4267 | 0.35667 | 45.6463 | 1.1056 | 46.7519 | WIDTH40_LENGTH30_HIGHT16_ORIENTATION0_WINDOWSRATIO20%_SKYLIGHTRATIO10%_3Dview.png | WIDTH40_LENGTH30_HIGHT16_ORIENTATION0_WINDOWSRATIO20%_SKYLIGHTRATIO10%.json
50 | 30 | 8 | 45 | 30% | 10% | 3000 | 8 | 28 | 1.4267 | 0.35667 | 45.5437 | 1.1404 | 46.6841 | WIDTH50_LENGTH30_HIGHT16_ORIENTATION0_WINDOWSRATIO20%_SKYLIGHTRATIO10%_3Dview.png | WIDTH50_LENGTH30_HIGHT16_ORIENTATION0_WINDOWSRATIO20%_SKYLIGHTRATIO10%.json
30 | 50 | 8 | 45 | 30% | 10% | 3000 | 28 | 8 | 1.4267 | 0.35667 | 45.5365 | 1.1341 | 46.6706 | WIDTH60_LENGTH30_HIGHT16_ORIENTATION0_WINDOWSRATIO20%_SKYLIGHTRATIO10%_3Dview.png | WIDTH60_LENGTH30_HIGHT16_ORIENTATION0_WINDOWSRATIO20%_SKYLIGHTRATIO10%.json
50 | 30 | 8 | 90 | 30% | 10% | 3000 | 8 | 28 | 1.4267 | 0.35667 | 45.6462 | 1.105 | 46.7512 | WIDTH30_LENGTH40_HIGHT16_ORIENTATION0_WINDOWSRATIO20%_SKYLIGHTRATIO10%_3Dview.png | WIDTH30_LENGTH40_HIGHT16_ORIENTATION0_WINDOWSRATIO20%_SKYLIGHTRATIO10%.json
30 | 50 | 8 | 90 | 30% | 10% | 3000 | 28 | 8 | 1.4267 | 0.35667 | 45.6964 | 1.0323 | 46.7286 | WIDTH40_LENGTH40_HIGHT16_ORIENTATION0_WINDOWSRATIO20%_SKYLIGHTRATIO10%_3Dview.png | WIDTH40_LENGTH40_HIGHT16_ORIENTATION0_WINDOWSRATIO20%_SKYLIGHTRATIO10%.json
50 | 30 | 8 | 135 | 30% | 10% | 3000 | 8 | 28 | 1.4267 | 0.35667 | 45.5338 | 1.1353 | 46.669 | WIDTH50_LENGTH40_HIGHT16_ORIENTATION0_WINDOWSRATIO20%_SKYLIGHTRATIO10%_3Dview.png | WIDTH50_LENGTH40_HIGHT16_ORIENTATION0_WINDOWSRATIO20%_SKYLIGHTRATIO10%.json
30 | 50 | 8 | 135 | 30% | 10% | 3000 | 28 | 8 | 1.4267 | 0.35667 | 45.5419 | 1.1414 | 46.6833 | WIDTH60_LENGTH40_HIGHT16_ORIENTATION0_WINDOWSRATIO20%_SKYLIGHTRATIO10%_3Dview.png | WIDTH60_LENGTH40_HIGHT16_ORIENTATION0_WINDOWSRATIO20%_SKYLIGHTRATIO10%.json
50 | 30 | 8 | 180 | 30% | 10% | 3000 | 8 | 28 | 1.4267 | 0.35667 | 45.6969 | 1.0322 | 46.7292 | WIDTH30_LENGTH50_HIGHT16_ORIENTATION0_WINDOWSRATIO20%_SKYLIGHTRATIO10%_3Dview.png | WIDTH30_LENGTH50_HIGHT16_ORIENTATION0_WINDOWSRATIO20%_SKYLIGHTRATIO10%.json
30 | 50 | 8 | 180 | 30% | 10% | 3000 | 28 | 8 | 1.4267 | 0.35667 | 45.6463 | 1.1056 | 46.7519 | WIDTH40_LENGTH50_HIGHT16_ORIENTATION0_WINDOWSRATIO20%_SKYLIGHTRATIO10%_3Dview.png | WIDTH40_LENGTH50_HIGHT16_ORIENTATION0_WINDOWSRATIO20%_SKYLIGHTRATIO10%.json
50 | 30 | 8 | 225 | 30% | 10% | 3000 | 8 | 28 | 1.4267 | 0.35667 | 45.5371 | 1.1426 | 46.6797 | WIDTH50_LENGTH50_HIGHT16_ORIENTATION0_WINDOWSRATIO20%_SKYLIGHTRATIO10%_3Dview.png | WIDTH50_LENGTH50_HIGHT16_ORIENTATION0_WINDOWSRATIO20%_SKYLIGHTRATIO10%.json
30 | 50 | 8 | 225 | 30% | 10% | 3000 | 28 | 8 | 1.4267 | 0.35667 | 45.536 | 1.1347 | 46.6707 | WIDTH60_LENGTH50_HIGHT16_ORIENTATION0_WINDOWSRATIO20%_SKYLIGHTRATIO10%_3Dview.png | WIDTH60_LENGTH50_HIGHT16_ORIENTATION0_WINDOWSRATIO20%_SKYLIGHTRATIO10%.json
50 | 30 | 8 | 270 | 30% | 10% | 3000 | 8 | 28 | 1.4267 | 0.35667 | 45.6462 | 1.105 | 46.7512 | WIDTH30_LENGTH60_HIGHT16_ORIENTATION0_WINDOWSRATIO20%_SKYLIGHTRATIO10%_3Dview.png | WIDTH30_LENGTH60_HIGHT16_ORIENTATION0_WINDOWSRATIO20%_SKYLIGHTRATIO10%.json
30 | 50 | 8 | 270 | 30% | 10% | 3000 | 28 | 8 | 1.4267 | 0.35667 | 45.6964 | 1.0323 | 46.7286 | WIDTH40_LENGTH60_HIGHT16_ORIENTATION0_WINDOWSRATIO20%_SKYLIGHTRATIO10%_3Dview.png | WIDTH40_LENGTH60_HIGHT16_ORIENTATION0_WINDOWSRATIO20%_SKYLIGHTRATIO10%.json
50 | 30 | 8 | 315 | 30% | 10% | 3000 | 8 | 28 | 1.4267 | 0.35667 | 45.5365 | 1.1338 | 46.6703 | WIDTH50_LENGTH60_HIGHT16_ORIENTATION0_WINDOWSRATIO20%_SKYLIGHTRATIO10%_3Dview.png | WIDTH50_LENGTH60_HIGHT16_ORIENTATION0_WINDOWSRATIO20%_SKYLIGHTRATIO10%.json
30 | 50 | 8 | 315 | 30% | 10% | 3000 | 28 | 8 | 1.4267 | 0.35667 | 45.542 | 1.1413 | 46.6832 | WIDTH60_LENGTH60_HIGHT16_ORIENTATION0_WINDOWSRATIO20%_SKYLIGHTRATIO10%_3Dview.png | WIDTH60_LENGTH60_HIGHT16_ORIENTATION0_WINDOWSRATIO20%_SKYLIGHTRATIO10%.json
50 | 30 | 8 | 0 | 40% | 10% | 3000 | 8 | 28 | 1.4267 | 0.35667 | 46.3516 | 0.86879 | 47.2204 | WIDTH30_LENGTH30_HIGHT8_ORIENTATION45_WINDOWSRATIO20%_SKYLIGHTRATIO10%_3Dview.png | WIDTH30_LENGTH30_HIGHT8_ORIENTATION45_WINDOWSRATIO20%_SKYLIGHTRATIO10%.json
30 | 50 | 8 | 0 | 40% | 10% | 3000 | 28 | 8 | 1.4267 | 0.35667 | 46.2592 | 0.94829 | 47.2075 | WIDTH40_LENGTH30_HIGHT8_ORIENTATION45_WINDOWSRATIO20%_SKYLIGHTRATIO10%_3Dview.png | WIDTH40_LENGTH30_HIGHT8_ORIENTATION45_WINDOWSRATIO20%_SKYLIGHTRATIO10%.json
50 | 30 | 8 | 45 | 40% | 10% | 3000 | 8 | 28 | 1.4267 | 0.35667 | 46.1694 | 0.98246 | 47.1519 | WIDTH50_LENGTH30_HIGHT8_ORIENTATION45_WINDOWSRATIO20%_SKYLIGHTRATIO10%_3Dview.png | WIDTH50_LENGTH30_HIGHT8_ORIENTATION45_WINDOWSRATIO20%_SKYLIGHTRATIO10%.json
30 | 50 | 8 | 45 | 40% | 10% | 3000 | 28 | 8 | 1.4267 | 0.35667 | 46.1733 | 0.97727 | 47.1506 | WIDTH60_LENGTH30_HIGHT8_ORIENTATION45_WINDOWSRATIO20%_SKYLIGHTRATIO10%_3Dview.png | WIDTH60_LENGTH30_HIGHT8_ORIENTATION45_WINDOWSRATIO20%_SKYLIGHTRATIO10%.json
50 | 30 | 8 | 90 | 40% | 10% | 3000 | 8 | 28 | 1.4267 | 0.35667 | 46.2592 | 0.94777 | 47.2069 | WIDTH30_LENGTH40_HIGHT8_ORIENTATION45_WINDOWSRATIO20%_SKYLIGHTRATIO10%_3Dview.png | WIDTH30_LENGTH40_HIGHT8_ORIENTATION45_WINDOWSRATIO20%_SKYLIGHTRATIO10%.json
30 | 50 | 8 | 90 | 40% | 10% | 3000 | 28 | 8 | 1.4267 | 0.35667 | 46.3512 | 0.86885 | 47.22 | WIDTH40_LENGTH40_HIGHT8_ORIENTATION45_WINDOWSRATIO20%_SKYLIGHTRATIO10%_3Dview.png | WIDTH40_LENGTH40_HIGHT8_ORIENTATION45_WINDOWSRATIO20%_SKYLIGHTRATIO10%.json
50 | 30 | 8 | 135 | 40% | 10% | 3000 | 8 | 28 | 1.4267 | 0.35667 | 46.1707 | 0.97829 | 47.149 | WIDTH50_LENGTH40_HIGHT8_ORIENTATION45_WINDOWSRATIO20%_SKYLIGHTRATIO10%_3Dview.png | WIDTH50_LENGTH40_HIGHT8_ORIENTATION45_WINDOWSRATIO20%_SKYLIGHTRATIO10%.json
30 | 50 | 8 | 135 | 40% | 10% | 3000 | 28 | 8 | 1.4267 | 0.35667 | 46.1675 | 0.9834 | 47.1509 | WIDTH60_LENGTH40_HIGHT8_ORIENTATION45_WINDOWSRATIO20%_SKYLIGHTRATIO10%_3Dview.png | WIDTH60_LENGTH40_HIGHT8_ORIENTATION45_WINDOWSRATIO20%_SKYLIGHTRATIO10%.json
50 | 30 | 8 | 180 | 40% | 10% | 3000 | 8 | 28 | 1.4267 | 0.35667 | 46.3516 | 0.86879 | 47.2204 | WIDTH30_LENGTH50_HIGHT8_ORIENTATION45_WINDOWSRATIO20%_SKYLIGHTRATIO10%_3Dview.png | WIDTH30_LENGTH50_HIGHT8_ORIENTATION45_WINDOWSRATIO20%_SKYLIGHTRATIO10%.json
30 | 50 | 8 | 180 | 40% | 10% | 3000 | 28 | 8 | 1.4267 | 0.35667 | 46.2592 | 0.94829 | 47.2075 | WIDTH40_LENGTH50_HIGHT8_ORIENTATION45_WINDOWSRATIO20%_SKYLIGHTRATIO10%_3Dview.png | WIDTH40_LENGTH50_HIGHT8_ORIENTATION45_WINDOWSRATIO20%_SKYLIGHTRATIO10%.json
50 | 30 | 8 | 225 | 40% | 10% | 3000 | 8 | 28 | 1.4267 | 0.35667 | 46.1635 | 0.98449 | 47.148 | WIDTH50_LENGTH50_HIGHT8_ORIENTATION45_WINDOWSRATIO20%_SKYLIGHTRATIO10%_3Dview.png | WIDTH50_LENGTH50_HIGHT8_ORIENTATION45_WINDOWSRATIO20%_SKYLIGHTRATIO10%.json
30 | 50 | 8 | 225 | 40% | 10% | 3000 | 28 | 8 | 1.4267 | 0.35667 | 46.1727 | 0.97776 | 47.1505 | WIDTH60_LENGTH50_HIGHT8_ORIENTATION45_WINDOWSRATIO20%_SKYLIGHTRATIO10%_3Dview.png | WIDTH60_LENGTH50_HIGHT8_ORIENTATION45_WINDOWSRATIO20%_SKYLIGHTRATIO10%.json
50 | 30 | 8 | 270 | 40% | 10% | 3000 | 8 | 28 | 1.4267 | 0.35667 | 46.2592 | 0.94777 | 47.2069 | WIDTH30_LENGTH60_HIGHT8_ORIENTATION45_WINDOWSRATIO20%_SKYLIGHTRATIO10%_3Dview.png | WIDTH30_LENGTH60_HIGHT8_ORIENTATION45_WINDOWSRATIO20%_SKYLIGHTRATIO10%.json
30 | 50 | 8 | 270 | 40% | 10% | 3000 | 28 | 8 | 1.4267 | 0.35667 | 46.3512 | 0.86885 | 47.22 | WIDTH40_LENGTH60_HIGHT8_ORIENTATION45_WINDOWSRATIO20%_SKYLIGHTRATIO10%_3Dview.png | WIDTH40_LENGTH60_HIGHT8_ORIENTATION45_WINDOWSRATIO20%_SKYLIGHTRATIO10%.json
50 | 30 | 8 | 315 | 40% | 10% | 3000 | 8 | 28 | 1.4267 | 0.35667 | 46.1733 | 0.97697 | 47.1503 | WIDTH50_LENGTH60_HIGHT8_ORIENTATION45_WINDOWSRATIO20%_SKYLIGHTRATIO10%_3Dview.png | WIDTH50_LENGTH60_HIGHT8_ORIENTATION45_WINDOWSRATIO20%_SKYLIGHTRATIO10%.json
30 | 50 | 8 | 315 | 40% | 10% | 3000 | 28 | 8 | 1.4267 | 0.35667 | 46.1675 | 0.98325 | 47.1508 | WIDTH60_LENGTH60_HIGHT8_ORIENTATION45_WINDOWSRATIO20%_SKYLIGHTRATIO10%_3Dview.png | WIDTH60_LENGTH60_HIGHT8_ORIENTATION45_WINDOWSRATIO20%_SKYLIGHTRATIO10%.json
50 | 30 | 8 | 0 | 10% | 20% | 3000 | 8 | 28 | 1.4267 | 0.35667 | 45.6435 | 1.4132 | 47.0567 | WIDTH30_LENGTH30_HIGHT12_ORIENTATION45_WINDOWSRATIO20%_SKYLIGHTRATIO10%_3Dview.png | WIDTH30_LENGTH30_HIGHT12_ORIENTATION45_WINDOWSRATIO20%_SKYLIGHTRATIO10%.json
30 | 50 | 8 | 0 | 10% | 20% | 3000 | 28 | 8 | 1.4267 | 0.35667 | 45.6356 | 1.4601 | 47.0957 | WIDTH40_LENGTH30_HIGHT12_ORIENTATION45_WINDOWSRATIO20%_SKYLIGHTRATIO10%_3Dview.png | WIDTH40_LENGTH30_HIGHT12_ORIENTATION45_WINDOWSRATIO20%_SKYLIGHTRATIO10%.json
50 | 30 | 8 | 45 | 10% | 20% | 3000 | 8 | 28 | 1.4267 | 0.35667 | 45.5363 | 1.4932 | 47.0295 | WIDTH50_LENGTH30_HIGHT12_ORIENTATION45_WINDOWSRATIO20%_SKYLIGHTRATIO10%_3Dview.png | WIDTH50_LENGTH30_HIGHT12_ORIENTATION45_WINDOWSRATIO20%_SKYLIGHTRATIO10%.json
30 | 50 | 8 | 45 | 10% | 20% | 3000 | 28 | 8 | 1.4267 | 0.35667 | 45.5248 | 1.487 | 47.0118 | WIDTH60_LENGTH30_HIGHT12_ORIENTATION45_WINDOWSRATIO20%_SKYLIGHTRATIO10%_3Dview.png | WIDTH60_LENGTH30_HIGHT12_ORIENTATION45_WINDOWSRATIO20%_SKYLIGHTRATIO10%.json
50 | 30 | 8 | 90 | 10% | 20% | 3000 | 8 | 28 | 1.4267 | 0.35667 | 45.6361 | 1.4594 | 47.0954 | WIDTH30_LENGTH40_HIGHT12_ORIENTATION45_WINDOWSRATIO20%_SKYLIGHTRATIO10%_3Dview.png | WIDTH30_LENGTH40_HIGHT12_ORIENTATION45_WINDOWSRATIO20%_SKYLIGHTRATIO10%.json
30 | 50 | 8 | 90 | 10% | 20% | 3000 | 28 | 8 | 1.4267 | 0.35667 | 45.6428 | 1.4133 | 47.0562 | WIDTH40_LENGTH40_HIGHT12_ORIENTATION45_WINDOWSRATIO20%_SKYLIGHTRATIO10%_3Dview.png | WIDTH40_LENGTH40_HIGHT12_ORIENTATION45_WINDOWSRATIO20%_SKYLIGHTRATIO10%.json
50 | 30 | 8 | 135 | 10% | 20% | 3000 | 8 | 28 | 1.4267 | 0.35667 | 45.5146 | 1.4897 | 47.0044 | WIDTH50_LENGTH40_HIGHT12_ORIENTATION45_WINDOWSRATIO20%_SKYLIGHTRATIO10%_3Dview.png | WIDTH50_LENGTH40_HIGHT12_ORIENTATION45_WINDOWSRATIO20%_SKYLIGHTRATIO10%.json
30 | 50 | 8 | 135 | 10% | 20% | 3000 | 28 | 8 | 1.4267 | 0.35667 | 45.5196 | 1.4983 | 47.0178 | WIDTH60_LENGTH40_HIGHT12_ORIENTATION45_WINDOWSRATIO20%_SKYLIGHTRATIO10%_3Dview.png | WIDTH60_LENGTH40_HIGHT12_ORIENTATION45_WINDOWSRATIO20%_SKYLIGHTRATIO10%.json
50 | 30 | 8 | 180 | 10% | 20% | 3000 | 8 | 28 | 1.4267 | 0.35667 | 45.6435 | 1.4132 | 47.0567 | WIDTH30_LENGTH50_HIGHT12_ORIENTATION45_WINDOWSRATIO20%_SKYLIGHTRATIO10%_3Dview.png | WIDTH30_LENGTH50_HIGHT12_ORIENTATION45_WINDOWSRATIO20%_SKYLIGHTRATIO10%.json
30 | 50 | 8 | 180 | 10% | 20% | 3000 | 28 | 8 | 1.4267 | 0.35667 | 45.6356 | 1.4601 | 47.0957 | WIDTH40_LENGTH50_HIGHT12_ORIENTATION45_WINDOWSRATIO20%_SKYLIGHTRATIO10%_3Dview.png | WIDTH40_LENGTH50_HIGHT12_ORIENTATION45_WINDOWSRATIO20%_SKYLIGHTRATIO10%.json
50 | 30 | 8 | 225 | 10% | 20% | 3000 | 8 | 28 | 1.4267 | 0.35667 | 45.5363 | 1.4932 | 47.0295 | WIDTH50_LENGTH50_HIGHT12_ORIENTATION45_WINDOWSRATIO20%_SKYLIGHTRATIO10%_3Dview.png | WIDTH50_LENGTH50_HIGHT12_ORIENTATION45_WINDOWSRATIO20%_SKYLIGHTRATIO10%.json
30 | 50 | 8 | 225 | 10% | 20% | 3000 | 28 | 8 | 1.4267 | 0.35667 | 45.5275 | 1.4864 | 47.0138 | WIDTH60_LENGTH50_HIGHT12_ORIENTATION45_WINDOWSRATIO20%_SKYLIGHTRATIO10%_3Dview.png | WIDTH60_LENGTH50_HIGHT12_ORIENTATION45_WINDOWSRATIO20%_SKYLIGHTRATIO10%.json
50 | 30 | 8 | 270 | 10% | 20% | 3000 | 8 | 28 | 1.4267 | 0.35667 | 45.6361 | 1.4594 | 47.0954 | WIDTH30_LENGTH60_HIGHT12_ORIENTATION45_WINDOWSRATIO20%_SKYLIGHTRATIO10%_3Dview.png | WIDTH30_LENGTH60_HIGHT12_ORIENTATION45_WINDOWSRATIO20%_SKYLIGHTRATIO10%.json
30 | 50 | 8 | 270 | 10% | 20% | 3000 | 28 | 8 | 1.4267 | 0.35667 | 45.6428 | 1.4133 | 47.0562 | WIDTH40_LENGTH60_HIGHT12_ORIENTATION45_WINDOWSRATIO20%_SKYLIGHTRATIO10%_3Dview.png | WIDTH40_LENGTH60_HIGHT12_ORIENTATION45_WINDOWSRATIO20%_SKYLIGHTRATIO10%.json
50 | 30 | 8 | 315 | 10% | 20% | 3000 | 8 | 28 | 1.4267 | 0.35667 | 45.5313 | 1.4844 | 47.0157 | WIDTH50_LENGTH60_HIGHT12_ORIENTATION45_WINDOWSRATIO20%_SKYLIGHTRATIO10%_3Dview.png | WIDTH50_LENGTH60_HIGHT12_ORIENTATION45_WINDOWSRATIO20%_SKYLIGHTRATIO10%.json
30 | 50 | 8 | 315 | 10% | 20% | 3000 | 28 | 8 | 1.4267 | 0.35667 | 45.5257 | 1.4961 | 47.0217 | WIDTH60_LENGTH60_HIGHT12_ORIENTATION45_WINDOWSRATIO20%_SKYLIGHTRATIO10%_3Dview.png | WIDTH60_LENGTH60_HIGHT12_ORIENTATION45_WINDOWSRATIO20%_SKYLIGHTRATIO10%.json
50 | 30 | 8 | 0 | 20% | 20% | 3000 | 8 | 28 | 1.4267 | 0.35667 | 46.6812 | 1.1703 | 47.8515 | WIDTH30_LENGTH30_HIGHT16_ORIENTATION45_WINDOWSRATIO20%_SKYLIGHTRATIO10%_3Dview.png | WIDTH30_LENGTH30_HIGHT16_ORIENTATION45_WINDOWSRATIO20%_SKYLIGHTRATIO10%.json
30 | 50 | 8 | 0 | 20% | 20% | 3000 | 28 | 8 | 1.4267 | 0.35667 | 46.6561 | 1.2331 | 47.8892 | WIDTH40_LENGTH30_HIGHT16_ORIENTATION45_WINDOWSRATIO20%_SKYLIGHTRATIO10%_3Dview.png | WIDTH40_LENGTH30_HIGHT16_ORIENTATION45_WINDOWSRATIO20%_SKYLIGHTRATIO10%.json
50 | 30 | 8 | 45 | 20% | 20% | 3000 | 8 | 28 | 1.4267 | 0.35667 | 46.5594 | 1.2682 | 47.8276 | WIDTH50_LENGTH30_HIGHT16_ORIENTATION45_WINDOWSRATIO20%_SKYLIGHTRATIO10%_3Dview.png | WIDTH50_LENGTH30_HIGHT16_ORIENTATION45_WINDOWSRATIO20%_SKYLIGHTRATIO10%.json
30 | 50 | 8 | 45 | 20% | 20% | 3000 | 28 | 8 | 1.4267 | 0.35667 | 46.5435 | 1.2624 | 47.8059 | WIDTH60_LENGTH30_HIGHT16_ORIENTATION45_WINDOWSRATIO20%_SKYLIGHTRATIO10%_3Dview.png | WIDTH60_LENGTH30_HIGHT16_ORIENTATION45_WINDOWSRATIO20%_SKYLIGHTRATIO10%.json
50 | 30 | 8 | 90 | 20% | 20% | 3000 | 8 | 28 | 1.4267 | 0.35667 | 46.6565 | 1.2322 | 47.8887 | WIDTH30_LENGTH40_HIGHT16_ORIENTATION45_WINDOWSRATIO20%_SKYLIGHTRATIO10%_3Dview.png | WIDTH30_LENGTH40_HIGHT16_ORIENTATION45_WINDOWSRATIO20%_SKYLIGHTRATIO10%.json
30 | 50 | 8 | 90 | 20% | 20% | 3000 | 28 | 8 | 1.4267 | 0.35667 | 46.6806 | 1.1704 | 47.851 | WIDTH40_LENGTH40_HIGHT16_ORIENTATION45_WINDOWSRATIO20%_SKYLIGHTRATIO10%_3Dview.png | WIDTH40_LENGTH40_HIGHT16_ORIENTATION45_WINDOWSRATIO20%_SKYLIGHTRATIO10%.json
50 | 30 | 8 | 135 | 20% | 20% | 3000 | 8 | 28 | 1.4267 | 0.35667 | 46.5336 | 1.2647 | 47.7983 | WIDTH50_LENGTH40_HIGHT16_ORIENTATION45_WINDOWSRATIO20%_SKYLIGHTRATIO10%_3Dview.png | WIDTH50_LENGTH40_HIGHT16_ORIENTATION45_WINDOWSRATIO20%_SKYLIGHTRATIO10%.json
30 | 50 | 8 | 135 | 20% | 20% | 3000 | 28 | 8 | 1.4267 | 0.35667 | 46.5429 | 1.2721 | 47.8151 | WIDTH60_LENGTH40_HIGHT16_ORIENTATION45_WINDOWSRATIO20%_SKYLIGHTRATIO10%_3Dview.png | WIDTH60_LENGTH40_HIGHT16_ORIENTATION45_WINDOWSRATIO20%_SKYLIGHTRATIO10%.json
50 | 30 | 8 | 180 | 20% | 20% | 3000 | 8 | 28 | 1.4267 | 0.35667 | 46.6812 | 1.1703 | 47.8515 | WIDTH30_LENGTH50_HIGHT16_ORIENTATION45_WINDOWSRATIO20%_SKYLIGHTRATIO10%_3Dview.png | WIDTH30_LENGTH50_HIGHT16_ORIENTATION45_WINDOWSRATIO20%_SKYLIGHTRATIO10%.json
30 | 50 | 8 | 180 | 20% | 20% | 3000 | 28 | 8 | 1.4267 | 0.35667 | 46.6561 | 1.2331 | 47.8892 | WIDTH40_LENGTH50_HIGHT16_ORIENTATION45_WINDOWSRATIO20%_SKYLIGHTRATIO10%_3Dview.png | WIDTH40_LENGTH50_HIGHT16_ORIENTATION45_WINDOWSRATIO20%_SKYLIGHTRATIO10%.json
50 | 30 | 8 | 225 | 20% | 20% | 3000 | 8 | 28 | 1.4267 | 0.35667 | 46.5594 | 1.2682 | 47.8276 | WIDTH50_LENGTH50_HIGHT16_ORIENTATION45_WINDOWSRATIO20%_SKYLIGHTRATIO10%_3Dview.png | WIDTH50_LENGTH50_HIGHT16_ORIENTATION45_WINDOWSRATIO20%_SKYLIGHTRATIO10%.json
30 | 50 | 8 | 225 | 20% | 20% | 3000 | 28 | 8 | 1.4267 | 0.35667 | 46.546 | 1.2618 | 47.8077 | WIDTH60_LENGTH50_HIGHT16_ORIENTATION45_WINDOWSRATIO20%_SKYLIGHTRATIO10%_3Dview.png | WIDTH60_LENGTH50_HIGHT16_ORIENTATION45_WINDOWSRATIO20%_SKYLIGHTRATIO10%.json
50 | 30 | 8 | 270 | 20% | 20% | 3000 | 8 | 28 | 1.4267 | 0.35667 | 46.6565 | 1.2322 | 47.8887 | WIDTH30_LENGTH60_HIGHT16_ORIENTATION45_WINDOWSRATIO20%_SKYLIGHTRATIO10%_3Dview.png | WIDTH30_LENGTH60_HIGHT16_ORIENTATION45_WINDOWSRATIO20%_SKYLIGHTRATIO10%.json
30 | 50 | 8 | 270 | 20% | 20% | 3000 | 28 | 8 | 1.4267 | 0.35667 | 46.6806 | 1.1704 | 47.851 | WIDTH40_LENGTH60_HIGHT16_ORIENTATION45_WINDOWSRATIO20%_SKYLIGHTRATIO10%_3Dview.png | WIDTH40_LENGTH60_HIGHT16_ORIENTATION45_WINDOWSRATIO20%_SKYLIGHTRATIO10%.json
50 | 30 | 8 | 315 | 20% | 20% | 3000 | 8 | 28 | 1.4267 | 0.35667 | 46.551 | 1.2602 | 47.8112 | WIDTH50_LENGTH60_HIGHT16_ORIENTATION45_WINDOWSRATIO20%_SKYLIGHTRATIO10%_3Dview.png | WIDTH50_LENGTH60_HIGHT16_ORIENTATION45_WINDOWSRATIO20%_SKYLIGHTRATIO10%.json
30 | 50 | 8 | 315 | 20% | 20% | 3000 | 28 | 8 | 1.4267 | 0.35667 | 46.5493 | 1.2699 | 47.8191 | WIDTH60_LENGTH60_HIGHT16_ORIENTATION45_WINDOWSRATIO20%_SKYLIGHTRATIO10%_3Dview.png | WIDTH60_LENGTH60_HIGHT16_ORIENTATION45_WINDOWSRATIO20%_SKYLIGHTRATIO10%.json
50 | 30 | 8 | 0 | 30% | 20% | 3000 | 8 | 28 | 1.4267 | 0.35667 | 47.4742 | 0.97313 | 48.4474 | WIDTH30_LENGTH30_HIGHT8_ORIENTATION90_WINDOWSRATIO20%_SKYLIGHTRATIO10%_3Dview.png | WIDTH30_LENGTH30_HIGHT8_ORIENTATION90_WINDOWSRATIO20%_SKYLIGHTRATIO10%.json
30 | 50 | 8 | 0 | 30% | 20% | 3000 | 28 | 8 | 1.4267 | 0.35667 | 47.4171 | 1.0456 | 48.4628 | WIDTH40_LENGTH30_HIGHT8_ORIENTATION90_WINDOWSRATIO20%_SKYLIGHTRATIO10%_3Dview.png | WIDTH40_LENGTH30_HIGHT8_ORIENTATION90_WINDOWSRATIO20%_SKYLIGHTRATIO10%.json
50 | 30 | 8 | 45 | 30% | 20% | 3000 | 8 | 28 | 1.4267 | 0.35667 | 47.3248 | 1.0779 | 48.4026 | WIDTH50_LENGTH30_HIGHT8_ORIENTATION90_WINDOWSRATIO20%_SKYLIGHTRATIO10%_3Dview.png | WIDTH50_LENGTH30_HIGHT8_ORIENTATION90_WINDOWSRATIO20%_SKYLIGHTRATIO10%.json
30 | 50 | 8 | 45 | 30% | 20% | 3000 | 28 | 8 | 1.4267 | 0.35667 | 47.3122 | 1.0756 | 48.3877 | WIDTH60_LENGTH30_HIGHT8_ORIENTATION90_WINDOWSRATIO20%_SKYLIGHTRATIO10%_3Dview.png | WIDTH60_LENGTH30_HIGHT8_ORIENTATION90_WINDOWSRATIO20%_SKYLIGHTRATIO10%.json
50 | 30 | 8 | 90 | 30% | 20% | 3000 | 8 | 28 | 1.4267 | 0.35667 | 47.4178 | 1.0449 | 48.4627 | WIDTH30_LENGTH40_HIGHT8_ORIENTATION90_WINDOWSRATIO20%_SKYLIGHTRATIO10%_3Dview.png | WIDTH30_LENGTH40_HIGHT8_ORIENTATION90_WINDOWSRATIO20%_SKYLIGHTRATIO10%.json
30 | 50 | 8 | 90 | 30% | 20% | 3000 | 28 | 8 | 1.4267 | 0.35667 | 47.474 | 0.9732 | 48.4472 | WIDTH40_LENGTH40_HIGHT8_ORIENTATION90_WINDOWSRATIO20%_SKYLIGHTRATIO10%_3Dview.png | WIDTH40_LENGTH40_HIGHT8_ORIENTATION90_WINDOWSRATIO20%_SKYLIGHTRATIO10%.json
50 | 30 | 8 | 135 | 30% | 20% | 3000 | 8 | 28 | 1.4267 | 0.35667 | 47.3058 | 1.0777 | 48.3835 | WIDTH50_LENGTH40_HIGHT8_ORIENTATION90_WINDOWSRATIO20%_SKYLIGHTRATIO10%_3Dview.png | WIDTH50_LENGTH40_HIGHT8_ORIENTATION90_WINDOWSRATIO20%_SKYLIGHTRATIO10%.json
30 | 50 | 8 | 135 | 30% | 20% | 3000 | 28 | 8 | 1.4267 | 0.35667 | 47.3134 | 1.0823 | 48.3957 | WIDTH60_LENGTH40_HIGHT8_ORIENTATION90_WINDOWSRATIO20%_SKYLIGHTRATIO10%_3Dview.png | WIDTH60_LENGTH40_HIGHT8_ORIENTATION90_WINDOWSRATIO20%_SKYLIGHTRATIO10%.json
50 | 30 | 8 | 180 | 30% | 20% | 3000 | 8 | 28 | 1.4267 | 0.35667 | 47.4742 | 0.97313 | 48.4474 | WIDTH30_LENGTH50_HIGHT8_ORIENTATION90_WINDOWSRATIO20%_SKYLIGHTRATIO10%_3Dview.png | WIDTH30_LENGTH50_HIGHT8_ORIENTATION90_WINDOWSRATIO20%_SKYLIGHTRATIO10%.json
30 | 50 | 8 | 180 | 30% | 20% | 3000 | 28 | 8 | 1.4267 | 0.35667 | 47.4171 | 1.0456 | 48.4628 | WIDTH40_LENGTH50_HIGHT8_ORIENTATION90_WINDOWSRATIO20%_SKYLIGHTRATIO10%_3Dview.png | WIDTH40_LENGTH50_HIGHT8_ORIENTATION90_WINDOWSRATIO20%_SKYLIGHTRATIO10%.json
50 | 30 | 8 | 225 | 30% | 20% | 3000 | 8 | 28 | 1.4267 | 0.35667 | 47.3248 | 1.0779 | 48.4026 | WIDTH50_LENGTH50_HIGHT8_ORIENTATION90_WINDOWSRATIO20%_SKYLIGHTRATIO10%_3Dview.png | WIDTH50_LENGTH50_HIGHT8_ORIENTATION90_WINDOWSRATIO20%_SKYLIGHTRATIO10%.json
30 | 50 | 8 | 225 | 30% | 20% | 3000 | 28 | 8 | 1.4267 | 0.35667 | 47.314 | 1.075 | 48.389 | WIDTH60_LENGTH50_HIGHT8_ORIENTATION90_WINDOWSRATIO20%_SKYLIGHTRATIO10%_3Dview.png | WIDTH60_LENGTH50_HIGHT8_ORIENTATION90_WINDOWSRATIO20%_SKYLIGHTRATIO10%.json
50 | 30 | 8 | 270 | 30% | 20% | 3000 | 8 | 28 | 1.4267 | 0.35667 | 47.4178 | 1.0449 | 48.4627 | WIDTH30_LENGTH60_HIGHT8_ORIENTATION90_WINDOWSRATIO20%_SKYLIGHTRATIO10%_3Dview.png | WIDTH30_LENGTH60_HIGHT8_ORIENTATION90_WINDOWSRATIO20%_SKYLIGHTRATIO10%.json
30 | 50 | 8 | 270 | 30% | 20% | 3000 | 28 | 8 | 1.4267 | 0.35667 | 47.474 | 0.9732 | 48.4472 | WIDTH40_LENGTH60_HIGHT8_ORIENTATION90_WINDOWSRATIO20%_SKYLIGHTRATIO10%_3Dview.png | WIDTH40_LENGTH60_HIGHT8_ORIENTATION90_WINDOWSRATIO20%_SKYLIGHTRATIO10%.json
50 | 30 | 8 | 315 | 30% | 20% | 3000 | 8 | 28 | 1.4267 | 0.35667 | 47.3161 | 1.0734 | 48.3896 | WIDTH50_LENGTH60_HIGHT8_ORIENTATION90_WINDOWSRATIO20%_SKYLIGHTRATIO10%_3Dview.png | WIDTH50_LENGTH60_HIGHT8_ORIENTATION90_WINDOWSRATIO20%_SKYLIGHTRATIO10%.json
30 | 50 | 8 | 315 | 30% | 20% | 3000 | 28 | 8 | 1.4267 | 0.35667 | 47.3178 | 1.0802 | 48.398 | WIDTH60_LENGTH60_HIGHT8_ORIENTATION90_WINDOWSRATIO20%_SKYLIGHTRATIO10%_3Dview.png | WIDTH60_LENGTH60_HIGHT8_ORIENTATION90_WINDOWSRATIO20%_SKYLIGHTRATIO10%.json
50 | 30 | 8 | 0 | 40% | 20% | 3000 | 8 | 28 | 1.4267 | 0.35667 | 48.077 | 0.81861 | 48.8956 | WIDTH30_LENGTH30_HIGHT12_ORIENTATION90_WINDOWSRATIO20%_SKYLIGHTRATIO10%_3Dview.png | WIDTH30_LENGTH30_HIGHT12_ORIENTATION90_WINDOWSRATIO20%_SKYLIGHTRATIO10%.json
30 | 50 | 8 | 0 | 40% | 20% | 3000 | 28 | 8 | 1.4267 | 0.35667 | 47.9783 | 0.89228 | 48.8705 | WIDTH40_LENGTH30_HIGHT12_ORIENTATION90_WINDOWSRATIO20%_SKYLIGHTRATIO10%_3Dview.png | WIDTH40_LENGTH30_HIGHT12_ORIENTATION90_WINDOWSRATIO20%_SKYLIGHTRATIO10%.json
50 | 30 | 8 | 45 | 40% | 20% | 3000 | 8 | 28 | 1.4267 | 0.35667 | 47.8987 | 0.92678 | 48.8255 | WIDTH50_LENGTH30_HIGHT12_ORIENTATION90_WINDOWSRATIO20%_SKYLIGHTRATIO10%_3Dview.png | WIDTH50_LENGTH30_HIGHT12_ORIENTATION90_WINDOWSRATIO20%_SKYLIGHTRATIO10%.json
30 | 50 | 8 | 45 | 40% | 20% | 3000 | 28 | 8 | 1.4267 | 0.35667 | 47.9012 | 0.92074 | 48.8219 | WIDTH60_LENGTH30_HIGHT12_ORIENTATION90_WINDOWSRATIO20%_SKYLIGHTRATIO10%_3Dview.png | WIDTH60_LENGTH30_HIGHT12_ORIENTATION90_WINDOWSRATIO20%_SKYLIGHTRATIO10%.json
50 | 30 | 8 | 90 | 40% | 20% | 3000 | 8 | 28 | 1.4267 | 0.35667 | 47.9789 | 0.89159 | 48.8705 | WIDTH30_LENGTH40_HIGHT12_ORIENTATION90_WINDOWSRATIO20%_SKYLIGHTRATIO10%_3Dview.png | WIDTH30_LENGTH40_HIGHT12_ORIENTATION90_WINDOWSRATIO20%_SKYLIGHTRATIO10%.json
30 | 50 | 8 | 90 | 40% | 20% | 3000 | 28 | 8 | 1.4267 | 0.35667 | 48.0769 | 0.81821 | 48.8951 | WIDTH40_LENGTH40_HIGHT12_ORIENTATION90_WINDOWSRATIO20%_SKYLIGHTRATIO10%_3Dview.png | WIDTH40_LENGTH40_HIGHT12_ORIENTATION90_WINDOWSRATIO20%_SKYLIGHTRATIO10%.json
50 | 30 | 8 | 135 | 40% | 20% | 3000 | 8 | 28 | 1.4267 | 0.35667 | 47.8964 | 0.92271 | 48.8191 | WIDTH50_LENGTH40_HIGHT12_ORIENTATION90_WINDOWSRATIO20%_SKYLIGHTRATIO10%_3Dview.png | WIDTH50_LENGTH40_HIGHT12_ORIENTATION90_WINDOWSRATIO20%_SKYLIGHTRATIO10%.json
30 | 50 | 8 | 135 | 40% | 20% | 3000 | 28 | 8 | 1.4267 | 0.35667 | 47.8906 | 0.93083 | 48.8214 | WIDTH60_LENGTH40_HIGHT12_ORIENTATION90_WINDOWSRATIO20%_SKYLIGHTRATIO10%_3Dview.png | WIDTH60_LENGTH40_HIGHT12_ORIENTATION90_WINDOWSRATIO20%_SKYLIGHTRATIO10%.json
50 | 30 | 8 | 180 | 40% | 20% | 3000 | 8 | 28 | 1.4267 | 0.35667 | 48.077 | 0.81861 | 48.8956 | WIDTH30_LENGTH50_HIGHT12_ORIENTATION90_WINDOWSRATIO20%_SKYLIGHTRATIO10%_3Dview.png | WIDTH30_LENGTH50_HIGHT12_ORIENTATION90_WINDOWSRATIO20%_SKYLIGHTRATIO10%.json
30 | 50 | 8 | 180 | 40% | 20% | 3000 | 28 | 8 | 1.4267 | 0.35667 | 47.9783 | 0.89228 | 48.8705 | WIDTH40_LENGTH50_HIGHT12_ORIENTATION90_WINDOWSRATIO20%_SKYLIGHTRATIO10%_3Dview.png | WIDTH40_LENGTH50_HIGHT12_ORIENTATION90_WINDOWSRATIO20%_SKYLIGHTRATIO10%.json
50 | 30 | 8 | 225 | 40% | 20% | 3000 | 8 | 28 | 1.4267 | 0.35667 | 47.8987 | 0.92678 | 48.8255 | WIDTH50_LENGTH50_HIGHT12_ORIENTATION90_WINDOWSRATIO20%_SKYLIGHTRATIO10%_3Dview.png | WIDTH50_LENGTH50_HIGHT12_ORIENTATION90_WINDOWSRATIO20%_SKYLIGHTRATIO10%.json
30 | 50 | 8 | 225 | 40% | 20% | 3000 | 28 | 8 | 1.4267 | 0.35667 | 47.9027 | 0.92024 | 48.823 | WIDTH60_LENGTH50_HIGHT12_ORIENTATION90_WINDOWSRATIO20%_SKYLIGHTRATIO10%_3Dview.png | WIDTH60_LENGTH50_HIGHT12_ORIENTATION90_WINDOWSRATIO20%_SKYLIGHTRATIO10%.json
50 | 30 | 8 | 270 | 40% | 20% | 3000 | 8 | 28 | 1.4267 | 0.35667 | 47.9789 | 0.89159 | 48.8705 | WIDTH30_LENGTH60_HIGHT12_ORIENTATION90_WINDOWSRATIO20%_SKYLIGHTRATIO10%_3Dview.png | WIDTH30_LENGTH60_HIGHT12_ORIENTATION90_WINDOWSRATIO20%_SKYLIGHTRATIO10%.json
30 | 50 | 8 | 270 | 40% | 20% | 3000 | 28 | 8 | 1.4267 | 0.35667 | 48.0769 | 0.81821 | 48.8951 | WIDTH40_LENGTH60_HIGHT12_ORIENTATION90_WINDOWSRATIO20%_SKYLIGHTRATIO10%_3Dview.png | WIDTH40_LENGTH60_HIGHT12_ORIENTATION90_WINDOWSRATIO20%_SKYLIGHTRATIO10%.json
50 | 30 | 8 | 315 | 40% | 20% | 3000 | 8 | 28 | 1.4267 | 0.35667 | 47.9042 | 0.91874 | 48.8229 | WIDTH50_LENGTH60_HIGHT12_ORIENTATION90_WINDOWSRATIO20%_SKYLIGHTRATIO10%_3Dview.png | WIDTH50_LENGTH60_HIGHT12_ORIENTATION90_WINDOWSRATIO20%_SKYLIGHTRATIO10%.json
30 | 50 | 8 | 315 | 40% | 20% | 3000 | 28 | 8 | 1.4267 | 0.35667 | 47.894 | 0.92894 | 48.8229 | WIDTH60_LENGTH60_HIGHT12_ORIENTATION90_WINDOWSRATIO20%_SKYLIGHTRATIO10%_3Dview.png | WIDTH60_LENGTH60_HIGHT12_ORIENTATION90_WINDOWSRATIO20%_SKYLIGHTRATIO10%.json
50 | 30 | 8 | 0 | 10% | 30% | 3000 | 8 | 28 | 1.4267 | 0.35667 | 45.9246 | 1.3513 | 47.2759 | WIDTH30_LENGTH30_HIGHT16_ORIENTATION90_WINDOWSRATIO20%_SKYLIGHTRATIO10%_3Dview.png | WIDTH30_LENGTH30_HIGHT16_ORIENTATION90_WINDOWSRATIO20%_SKYLIGHTRATIO10%.json
30 | 50 | 8 | 0 | 10% | 30% | 3000 | 28 | 8 | 1.4267 | 0.35667 | 45.9183 | 1.3954 | 47.3137 | WIDTH40_LENGTH30_HIGHT16_ORIENTATION90_WINDOWSRATIO20%_SKYLIGHTRATIO10%_3Dview.png | WIDTH40_LENGTH30_HIGHT16_ORIENTATION90_WINDOWSRATIO20%_SKYLIGHTRATIO10%.json
50 | 30 | 8 | 45 | 10% | 30% | 3000 | 8 | 28 | 1.4267 | 0.35667 | 45.8232 | 1.4279 | 47.2511 | WIDTH50_LENGTH30_HIGHT16_ORIENTATION90_WINDOWSRATIO20%_SKYLIGHTRATIO10%_3Dview.png | WIDTH50_LENGTH30_HIGHT16_ORIENTATION90_WINDOWSRATIO20%_SKYLIGHTRATIO10%.json
30 | 50 | 8 | 45 | 10% | 30% | 3000 | 28 | 8 | 1.4267 | 0.35667 | 45.8014 | 1.4252 | 47.2266 | WIDTH60_LENGTH30_HIGHT16_ORIENTATION90_WINDOWSRATIO20%_SKYLIGHTRATIO10%_3Dview.png | WIDTH60_LENGTH30_HIGHT16_ORIENTATION90_WINDOWSRATIO20%_SKYLIGHTRATIO10%.json
50 | 30 | 8 | 90 | 10% | 30% | 3000 | 8 | 28 | 1.4267 | 0.35667 | 45.9187 | 1.3945 | 47.3132 | WIDTH30_LENGTH40_HIGHT16_ORIENTATION90_WINDOWSRATIO20%_SKYLIGHTRATIO10%_3Dview.png | WIDTH30_LENGTH40_HIGHT16_ORIENTATION90_WINDOWSRATIO20%_SKYLIGHTRATIO10%.json
30 | 50 | 8 | 90 | 10% | 30% | 3000 | 28 | 8 | 1.4267 | 0.35667 | 45.9246 | 1.3514 | 47.276 | WIDTH40_LENGTH40_HIGHT16_ORIENTATION90_WINDOWSRATIO20%_SKYLIGHTRATIO10%_3Dview.png | WIDTH40_LENGTH40_HIGHT16_ORIENTATION90_WINDOWSRATIO20%_SKYLIGHTRATIO10%.json
50 | 30 | 8 | 135 | 10% | 30% | 3000 | 8 | 28 | 1.4267 | 0.35667 | 45.7878 | 1.4295 | 47.2173 | WIDTH50_LENGTH40_HIGHT16_ORIENTATION90_WINDOWSRATIO20%_SKYLIGHTRATIO10%_3Dview.png | WIDTH50_LENGTH40_HIGHT16_ORIENTATION90_WINDOWSRATIO20%_SKYLIGHTRATIO10%.json
30 | 50 | 8 | 135 | 10% | 30% | 3000 | 28 | 8 | 1.4267 | 0.35667 | 45.787 | 1.4385 | 47.2255 | WIDTH60_LENGTH40_HIGHT16_ORIENTATION90_WINDOWSRATIO20%_SKYLIGHTRATIO10%_3Dview.png | WIDTH60_LENGTH40_HIGHT16_ORIENTATION90_WINDOWSRATIO20%_SKYLIGHTRATIO10%.json
50 | 30 | 8 | 180 | 10% | 30% | 3000 | 8 | 28 | 1.4267 | 0.35667 | 45.9246 | 1.3513 | 47.2759 | WIDTH30_LENGTH50_HIGHT16_ORIENTATION90_WINDOWSRATIO20%_SKYLIGHTRATIO10%_3Dview.png | WIDTH30_LENGTH50_HIGHT16_ORIENTATION90_WINDOWSRATIO20%_SKYLIGHTRATIO10%.json
30 | 50 | 8 | 180 | 10% | 30% | 3000 | 28 | 8 | 1.4267 | 0.35667 | 45.9183 | 1.3954 | 47.3137 | WIDTH40_LENGTH50_HIGHT16_ORIENTATION90_WINDOWSRATIO20%_SKYLIGHTRATIO10%_3Dview.png | WIDTH40_LENGTH50_HIGHT16_ORIENTATION90_WINDOWSRATIO20%_SKYLIGHTRATIO10%.json
50 | 30 | 8 | 225 | 10% | 30% | 3000 | 8 | 28 | 1.4267 | 0.35667 | 45.7719 | 1.4415 | 47.2134 | WIDTH50_LENGTH50_HIGHT16_ORIENTATION90_WINDOWSRATIO20%_SKYLIGHTRATIO10%_3Dview.png | WIDTH50_LENGTH50_HIGHT16_ORIENTATION90_WINDOWSRATIO20%_SKYLIGHTRATIO10%.json
30 | 50 | 8 | 225 | 10% | 30% | 3000 | 28 | 8 | 1.4267 | 0.35667 | 45.8098 | 1.4228 | 47.2325 | WIDTH60_LENGTH50_HIGHT16_ORIENTATION90_WINDOWSRATIO20%_SKYLIGHTRATIO10%_3Dview.png | WIDTH60_LENGTH50_HIGHT16_ORIENTATION90_WINDOWSRATIO20%_SKYLIGHTRATIO10%.json
50 | 30 | 8 | 270 | 10% | 30% | 3000 | 8 | 28 | 1.4267 | 0.35667 | 45.9187 | 1.3945 | 47.3132 | WIDTH30_LENGTH60_HIGHT16_ORIENTATION90_WINDOWSRATIO20%_SKYLIGHTRATIO10%_3Dview.png | WIDTH30_LENGTH60_HIGHT16_ORIENTATION90_WINDOWSRATIO20%_SKYLIGHTRATIO10%.json
30 | 50 | 8 | 270 | 10% | 30% | 3000 | 28 | 8 | 1.4267 | 0.35667 | 45.9246 | 1.3514 | 47.276 | WIDTH40_LENGTH60_HIGHT16_ORIENTATION90_WINDOWSRATIO20%_SKYLIGHTRATIO10%_3Dview.png | WIDTH40_LENGTH60_HIGHT16_ORIENTATION90_WINDOWSRATIO20%_SKYLIGHTRATIO10%.json
50 | 30 | 8 | 315 | 10% | 30% | 3000 | 8 | 28 | 1.4267 | 0.35667 | 45.8169 | 1.4196 | 47.2365 | WIDTH50_LENGTH60_HIGHT16_ORIENTATION90_WINDOWSRATIO20%_SKYLIGHTRATIO10%_3Dview.png | WIDTH50_LENGTH60_HIGHT16_ORIENTATION90_WINDOWSRATIO20%_SKYLIGHTRATIO10%.json
30 | 50 | 8 | 315 | 10% | 30% | 3000 | 28 | 8 | 1.4267 | 0.35667 | 45.8031 | 1.434 | 47.2371 | WIDTH60_LENGTH60_HIGHT16_ORIENTATION90_WINDOWSRATIO20%_SKYLIGHTRATIO10%_3Dview.png | WIDTH60_LENGTH60_HIGHT16_ORIENTATION90_WINDOWSRATIO20%_SKYLIGHTRATIO10%.json
50 | 30 | 8 | 0 | 20% | 30% | 3000 | 8 | 28 | 1.4267 | 0.35667 | 46.9003 | 1.1129 | 48.0132 | WIDTH30_LENGTH30_HIGHT8_ORIENTATION135_WINDOWSRATIO20%_SKYLIGHTRATIO10%_3Dview.png | WIDTH30_LENGTH30_HIGHT8_ORIENTATION135_WINDOWSRATIO20%_SKYLIGHTRATIO10%.json
30 | 50 | 8 | 0 | 20% | 30% | 3000 | 28 | 8 | 1.4267 | 0.35667 | 46.8652 | 1.1748 | 48.0399 | WIDTH40_LENGTH30_HIGHT8_ORIENTATION135_WINDOWSRATIO20%_SKYLIGHTRATIO10%_3Dview.png | WIDTH40_LENGTH30_HIGHT8_ORIENTATION135_WINDOWSRATIO20%_SKYLIGHTRATIO10%.json
50 | 30 | 8 | 45 | 20% | 30% | 3000 | 8 | 28 | 1.4267 | 0.35667 | 46.7771 | 1.2074 | 47.9845 | WIDTH50_LENGTH30_HIGHT8_ORIENTATION135_WINDOWSRATIO20%_SKYLIGHTRATIO10%_3Dview.png | WIDTH50_LENGTH30_HIGHT8_ORIENTATION135_WINDOWSRATIO20%_SKYLIGHTRATIO10%.json
30 | 50 | 8 | 45 | 20% | 30% | 3000 | 28 | 8 | 1.4267 | 0.35667 | 46.7555 | 1.2061 | 47.9616 | WIDTH60_LENGTH30_HIGHT8_ORIENTATION135_WINDOWSRATIO20%_SKYLIGHTRATIO10%_3Dview.png | WIDTH60_LENGTH30_HIGHT8_ORIENTATION135_WINDOWSRATIO20%_SKYLIGHTRATIO10%.json
50 | 30 | 8 | 90 | 20% | 30% | 3000 | 8 | 28 | 1.4267 | 0.35667 | 46.8664 | 1.1734 | 48.0398 | WIDTH30_LENGTH40_HIGHT8_ORIENTATION135_WINDOWSRATIO20%_SKYLIGHTRATIO10%_3Dview.png | WIDTH30_LENGTH40_HIGHT8_ORIENTATION135_WINDOWSRATIO20%_SKYLIGHTRATIO10%.json
30 | 50 | 8 | 90 | 20% | 30% | 3000 | 28 | 8 | 1.4267 | 0.35667 | 46.9004 | 1.1131 | 48.0135 | WIDTH40_LENGTH40_HIGHT8_ORIENTATION135_WINDOWSRATIO20%_SKYLIGHTRATIO10%_3Dview.png | WIDTH40_LENGTH40_HIGHT8_ORIENTATION135_WINDOWSRATIO20%_SKYLIGHTRATIO10%.json
50 | 30 | 8 | 135 | 20% | 30% | 3000 | 8 | 28 | 1.4267 | 0.35667 | 46.7464 | 1.2101 | 47.9564 | WIDTH50_LENGTH40_HIGHT8_ORIENTATION135_WINDOWSRATIO20%_SKYLIGHTRATIO10%_3Dview.png | WIDTH50_LENGTH40_HIGHT8_ORIENTATION135_WINDOWSRATIO20%_SKYLIGHTRATIO10%.json
30 | 50 | 8 | 135 | 20% | 30% | 3000 | 28 | 8 | 1.4267 | 0.35667 | 46.7508 | 1.218 | 47.9688 | WIDTH60_LENGTH40_HIGHT8_ORIENTATION135_WINDOWSRATIO20%_SKYLIGHTRATIO10%_3Dview.png | WIDTH60_LENGTH40_HIGHT8_ORIENTATION135_WINDOWSRATIO20%_SKYLIGHTRATIO10%.json
50 | 30 | 8 | 180 | 20% | 30% | 3000 | 8 | 28 | 1.4267 | 0.35667 | 46.9003 | 1.1129 | 48.0132 | WIDTH30_LENGTH50_HIGHT8_ORIENTATION135_WINDOWSRATIO20%_SKYLIGHTRATIO10%_3Dview.png | WIDTH30_LENGTH50_HIGHT8_ORIENTATION135_WINDOWSRATIO20%_SKYLIGHTRATIO10%.json
30 | 50 | 8 | 180 | 20% | 30% | 3000 | 28 | 8 | 1.4267 | 0.35667 | 46.8652 | 1.1748 | 48.0399 | WIDTH40_LENGTH50_HIGHT8_ORIENTATION135_WINDOWSRATIO20%_SKYLIGHTRATIO10%_3Dview.png | WIDTH40_LENGTH50_HIGHT8_ORIENTATION135_WINDOWSRATIO20%_SKYLIGHTRATIO10%.json
50 | 30 | 8 | 225 | 20% | 30% | 3000 | 8 | 28 | 1.4267 | 0.35667 | 46.7391 | 1.2207 | 47.9598 | WIDTH50_LENGTH50_HIGHT8_ORIENTATION135_WINDOWSRATIO20%_SKYLIGHTRATIO10%_3Dview.png | WIDTH50_LENGTH50_HIGHT8_ORIENTATION135_WINDOWSRATIO20%_SKYLIGHTRATIO10%.json
30 | 50 | 8 | 225 | 20% | 30% | 3000 | 28 | 8 | 1.4267 | 0.35667 | 46.7617 | 1.2037 | 47.9654 | WIDTH60_LENGTH50_HIGHT8_ORIENTATION135_WINDOWSRATIO20%_SKYLIGHTRATIO10%_3Dview.png | WIDTH60_LENGTH50_HIGHT8_ORIENTATION135_WINDOWSRATIO20%_SKYLIGHTRATIO10%.json
50 | 30 | 8 | 270 | 20% | 30% | 3000 | 8 | 28 | 1.4267 | 0.35667 | 46.8664 | 1.1734 | 48.0398 | WIDTH30_LENGTH60_HIGHT8_ORIENTATION135_WINDOWSRATIO20%_SKYLIGHTRATIO10%_3Dview.png | WIDTH30_LENGTH60_HIGHT8_ORIENTATION135_WINDOWSRATIO20%_SKYLIGHTRATIO10%.json
30 | 50 | 8 | 270 | 20% | 30% | 3000 | 28 | 8 | 1.4267 | 0.35667 | 46.9004 | 1.1131 | 48.0135 | WIDTH40_LENGTH60_HIGHT8_ORIENTATION135_WINDOWSRATIO20%_SKYLIGHTRATIO10%_3Dview.png | WIDTH40_LENGTH60_HIGHT8_ORIENTATION135_WINDOWSRATIO20%_SKYLIGHTRATIO10%.json
50 | 30 | 8 | 315 | 20% | 30% | 3000 | 8 | 28 | 1.4267 | 0.35667 | 46.7669 | 1.2006 | 47.9674 | WIDTH50_LENGTH60_HIGHT8_ORIENTATION135_WINDOWSRATIO20%_SKYLIGHTRATIO10%_3Dview.png | WIDTH50_LENGTH60_HIGHT8_ORIENTATION135_WINDOWSRATIO20%_SKYLIGHTRATIO10%.json
30 | 50 | 8 | 315 | 20% | 30% | 3000 | 28 | 8 | 1.4267 | 0.35667 | 46.7623 | 1.2132 | 47.9756 | WIDTH60_LENGTH60_HIGHT8_ORIENTATION135_WINDOWSRATIO20%_SKYLIGHTRATIO10%_3Dview.png | WIDTH60_LENGTH60_HIGHT8_ORIENTATION135_WINDOWSRATIO20%_SKYLIGHTRATIO10%.json
50 | 30 | 8 | 0 | 30% | 30% | 3000 | 8 | 28 | 1.4267 | 0.35667 | 47.6455 | 0.92151 | 48.567 | WIDTH30_LENGTH30_HIGHT12_ORIENTATION135_WINDOWSRATIO20%_SKYLIGHTRATIO10%_3Dview.png | WIDTH30_LENGTH30_HIGHT12_ORIENTATION135_WINDOWSRATIO20%_SKYLIGHTRATIO10%.json
30 | 50 | 8 | 0 | 30% | 30% | 3000 | 28 | 8 | 1.4267 | 0.35667 | 47.5829 | 0.99219 | 48.5751 | WIDTH40_LENGTH30_HIGHT12_ORIENTATION135_WINDOWSRATIO20%_SKYLIGHTRATIO10%_3Dview.png | WIDTH40_LENGTH30_HIGHT12_ORIENTATION135_WINDOWSRATIO20%_SKYLIGHTRATIO10%.json
50 | 30 | 8 | 45 | 30% | 30% | 3000 | 8 | 28 | 1.4267 | 0.35667 | 47.4965 | 1.0275 | 48.524 | WIDTH50_LENGTH30_HIGHT12_ORIENTATION135_WINDOWSRATIO20%_SKYLIGHTRATIO10%_3Dview.png | WIDTH50_LENGTH30_HIGHT12_ORIENTATION135_WINDOWSRATIO20%_SKYLIGHTRATIO10%.json
30 | 50 | 8 | 45 | 30% | 30% | 3000 | 28 | 8 | 1.4267 | 0.35667 | 47.479 | 1.0266 | 48.5056 | WIDTH60_LENGTH30_HIGHT12_ORIENTATION135_WINDOWSRATIO20%_SKYLIGHTRATIO10%_3Dview.png | WIDTH60_LENGTH30_HIGHT12_ORIENTATION135_WINDOWSRATIO20%_SKYLIGHTRATIO10%.json
50 | 30 | 8 | 90 | 30% | 30% | 3000 | 8 | 28 | 1.4267 | 0.35667 | 47.5821 | 0.99341 | 48.5755 | WIDTH30_LENGTH40_HIGHT12_ORIENTATION135_WINDOWSRATIO20%_SKYLIGHTRATIO10%_3Dview.png | WIDTH30_LENGTH40_HIGHT12_ORIENTATION135_WINDOWSRATIO20%_SKYLIGHTRATIO10%.json
30 | 50 | 8 | 90 | 30% | 30% | 3000 | 28 | 8 | 1.4267 | 0.35667 | 47.6456 | 0.92164 | 48.5672 | WIDTH40_LENGTH40_HIGHT12_ORIENTATION135_WINDOWSRATIO20%_SKYLIGHTRATIO10%_3Dview.png | WIDTH40_LENGTH40_HIGHT12_ORIENTATION135_WINDOWSRATIO20%_SKYLIGHTRATIO10%.json
50 | 30 | 8 | 135 | 30% | 30% | 3000 | 8 | 28 | 1.4267 | 0.35667 | 47.4718 | 1.0299 | 48.5017 | WIDTH50_LENGTH40_HIGHT12_ORIENTATION135_WINDOWSRATIO20%_SKYLIGHTRATIO10%_3Dview.png | WIDTH50_LENGTH40_HIGHT12_ORIENTATION135_WINDOWSRATIO20%_SKYLIGHTRATIO10%.json
30 | 50 | 8 | 135 | 30% | 30% | 3000 | 28 | 8 | 1.4267 | 0.35667 | 47.4747 | 1.0369 | 48.5116 | WIDTH60_LENGTH40_HIGHT12_ORIENTATION135_WINDOWSRATIO20%_SKYLIGHTRATIO10%_3Dview.png | WIDTH60_LENGTH40_HIGHT12_ORIENTATION135_WINDOWSRATIO20%_SKYLIGHTRATIO10%.json
50 | 30 | 8 | 180 | 30% | 30% | 3000 | 8 | 28 | 1.4267 | 0.35667 | 47.6455 | 0.92151 | 48.567 | WIDTH30_LENGTH50_HIGHT12_ORIENTATION135_WINDOWSRATIO20%_SKYLIGHTRATIO10%_3Dview.png | WIDTH30_LENGTH50_HIGHT12_ORIENTATION135_WINDOWSRATIO20%_SKYLIGHTRATIO10%.json
30 | 50 | 8 | 180 | 30% | 30% | 3000 | 28 | 8 | 1.4267 | 0.35667 | 47.5829 | 0.99219 | 48.5751 | WIDTH40_LENGTH50_HIGHT12_ORIENTATION135_WINDOWSRATIO20%_SKYLIGHTRATIO10%_3Dview.png | WIDTH40_LENGTH50_HIGHT12_ORIENTATION135_WINDOWSRATIO20%_SKYLIGHTRATIO10%.json
50 | 30 | 8 | 225 | 30% | 30% | 3000 | 8 | 28 | 1.4267 | 0.35667 | 47.4666 | 1.0388 | 48.5054 | WIDTH50_LENGTH50_HIGHT12_ORIENTATION135_WINDOWSRATIO20%_SKYLIGHTRATIO10%_3Dview.png | WIDTH50_LENGTH50_HIGHT12_ORIENTATION135_WINDOWSRATIO20%_SKYLIGHTRATIO10%.json
30 | 50 | 8 | 225 | 30% | 30% | 3000 | 28 | 8 | 1.4267 | 0.35667 | 47.4845 | 1.0245 | 48.5091 | WIDTH60_LENGTH50_HIGHT12_ORIENTATION135_WINDOWSRATIO20%_SKYLIGHTRATIO10%_3Dview.png | WIDTH60_LENGTH50_HIGHT12_ORIENTATION135_WINDOWSRATIO20%_SKYLIGHTRATIO10%.json
50 | 30 | 8 | 270 | 30% | 30% | 3000 | 8 | 28 | 1.4267 | 0.35667 | 47.5821 | 0.99341 | 48.5755 | WIDTH30_LENGTH60_HIGHT12_ORIENTATION135_WINDOWSRATIO20%_SKYLIGHTRATIO10%_3Dview.png | WIDTH30_LENGTH60_HIGHT12_ORIENTATION135_WINDOWSRATIO20%_SKYLIGHTRATIO10%.json
30 | 50 | 8 | 270 | 30% | 30% | 3000 | 28 | 8 | 1.4267 | 0.35667 | 47.6456 | 0.92164 | 48.5672 | WIDTH40_LENGTH60_HIGHT12_ORIENTATION135_WINDOWSRATIO20%_SKYLIGHTRATIO10%_3Dview.png | WIDTH40_LENGTH60_HIGHT12_ORIENTATION135_WINDOWSRATIO20%_SKYLIGHTRATIO10%.json
50 | 30 | 8 | 315 | 30% | 30% | 3000 | 8 | 28 | 1.4267 | 0.35667 | 47.4899 | 1.0192 | 48.5091 | WIDTH50_LENGTH60_HIGHT12_ORIENTATION135_WINDOWSRATIO20%_SKYLIGHTRATIO10%_3Dview.png | WIDTH50_LENGTH60_HIGHT12_ORIENTATION135_WINDOWSRATIO20%_SKYLIGHTRATIO10%.json
30 | 50 | 8 | 315 | 30% | 30% | 3000 | 28 | 8 | 1.4267 | 0.35667 | 47.484 | 1.0331 | 48.5172 | WIDTH60_LENGTH60_HIGHT12_ORIENTATION135_WINDOWSRATIO20%_SKYLIGHTRATIO10%_3Dview.png | WIDTH60_LENGTH60_HIGHT12_ORIENTATION135_WINDOWSRATIO20%_SKYLIGHTRATIO10%.json
50 | 30 | 8 | 0 | 40% | 30% | 3000 | 8 | 28 | 1.4267 | 0.35667 | 48.2125 | 0.77723 | 48.9898 | WIDTH30_LENGTH30_HIGHT16_ORIENTATION135_WINDOWSRATIO20%_SKYLIGHTRATIO10%_3Dview.png | WIDTH30_LENGTH30_HIGHT16_ORIENTATION135_WINDOWSRATIO20%_SKYLIGHTRATIO10%.json
30 | 50 | 8 | 0 | 40% | 30% | 3000 | 28 | 8 | 1.4267 | 0.35667 | 48.1089 | 0.84654 | 48.9555 | WIDTH40_LENGTH30_HIGHT16_ORIENTATION135_WINDOWSRATIO20%_SKYLIGHTRATIO10%_3Dview.png | WIDTH40_LENGTH30_HIGHT16_ORIENTATION135_WINDOWSRATIO20%_SKYLIGHTRATIO10%.json
50 | 30 | 8 | 45 | 40% | 30% | 3000 | 8 | 28 | 1.4267 | 0.35667 | 48.0357 | 0.8778 | 48.9135 | WIDTH50_LENGTH30_HIGHT16_ORIENTATION135_WINDOWSRATIO20%_SKYLIGHTRATIO10%_3Dview.png | WIDTH50_LENGTH30_HIGHT16_ORIENTATION135_WINDOWSRATIO20%_SKYLIGHTRATIO10%.json
30 | 50 | 8 | 45 | 40% | 30% | 3000 | 28 | 8 | 1.4267 | 0.35667 | 48.0366 | 0.87715 | 48.9137 | WIDTH60_LENGTH30_HIGHT16_ORIENTATION135_WINDOWSRATIO20%_SKYLIGHTRATIO10%_3Dview.png | WIDTH60_LENGTH30_HIGHT16_ORIENTATION135_WINDOWSRATIO20%_SKYLIGHTRATIO10%.json
50 | 30 | 8 | 90 | 40% | 30% | 3000 | 8 | 28 | 1.4267 | 0.35667 | 48.1097 | 0.84578 | 48.9555 | WIDTH30_LENGTH40_HIGHT16_ORIENTATION135_WINDOWSRATIO20%_SKYLIGHTRATIO10%_3Dview.png | WIDTH30_LENGTH40_HIGHT16_ORIENTATION135_WINDOWSRATIO20%_SKYLIGHTRATIO10%.json
30 | 50 | 8 | 90 | 40% | 30% | 3000 | 28 | 8 | 1.4267 | 0.35667 | 48.2121 | 0.77736 | 48.9894 | WIDTH40_LENGTH40_HIGHT16_ORIENTATION135_WINDOWSRATIO20%_SKYLIGHTRATIO10%_3Dview.png | WIDTH40_LENGTH40_HIGHT16_ORIENTATION135_WINDOWSRATIO20%_SKYLIGHTRATIO10%.json
50 | 30 | 8 | 135 | 40% | 30% | 3000 | 8 | 28 | 1.4267 | 0.35667 | 48.0294 | 0.8805 | 48.9099 | WIDTH50_LENGTH40_HIGHT16_ORIENTATION135_WINDOWSRATIO20%_SKYLIGHTRATIO10%_3Dview.png | WIDTH50_LENGTH40_HIGHT16_ORIENTATION135_WINDOWSRATIO20%_SKYLIGHTRATIO10%.json
30 | 50 | 8 | 135 | 40% | 30% | 3000 | 28 | 8 | 1.4267 | 0.35667 | 48.0166 | 0.88575 | 48.9023 | WIDTH60_LENGTH40_HIGHT16_ORIENTATION135_WINDOWSRATIO20%_SKYLIGHTRATIO10%_3Dview.png | WIDTH60_LENGTH40_HIGHT16_ORIENTATION135_WINDOWSRATIO20%_SKYLIGHTRATIO10%.json
50 | 30 | 8 | 180 | 40% | 30% | 3000 | 8 | 28 | 1.4267 | 0.35667 | 48.2125 | 0.77723 | 48.9898 | WIDTH30_LENGTH50_HIGHT16_ORIENTATION135_WINDOWSRATIO20%_SKYLIGHTRATIO10%_3Dview.png | WIDTH30_LENGTH50_HIGHT16_ORIENTATION135_WINDOWSRATIO20%_SKYLIGHTRATIO10%.json
30 | 50 | 8 | 180 | 40% | 30% | 3000 | 28 | 8 | 1.4267 | 0.35667 | 48.1089 | 0.84654 | 48.9555 | WIDTH40_LENGTH50_HIGHT16_ORIENTATION135_WINDOWSRATIO20%_SKYLIGHTRATIO10%_3Dview.png | WIDTH40_LENGTH50_HIGHT16_ORIENTATION135_WINDOWSRATIO20%_SKYLIGHTRATIO10%.json
50 | 30 | 8 | 225 | 40% | 30% | 3000 | 8 | 28 | 1.4267 | 0.35667 | 48.0101 | 0.88785 | 48.898 | WIDTH50_LENGTH50_HIGHT16_ORIENTATION135_WINDOWSRATIO20%_SKYLIGHTRATIO10%_3Dview.png | WIDTH50_LENGTH50_HIGHT16_ORIENTATION135_WINDOWSRATIO20%_SKYLIGHTRATIO10%.json
30 | 50 | 8 | 225 | 40% | 30% | 3000 | 28 | 8 | 1.4267 | 0.35667 | 48.0414 | 0.8753 | 48.9167 | WIDTH60_LENGTH50_HIGHT16_ORIENTATION135_WINDOWSRATIO20%_SKYLIGHTRATIO10%_3Dview.png | WIDTH60_LENGTH50_HIGHT16_ORIENTATION135_WINDOWSRATIO20%_SKYLIGHTRATIO10%.json
50 | 30 | 8 | 270 | 40% | 30% | 3000 | 8 | 28 | 1.4267 | 0.35667 | 48.1097 | 0.84578 | 48.9555 | WIDTH30_LENGTH60_HIGHT16_ORIENTATION135_WINDOWSRATIO20%_SKYLIGHTRATIO10%_3Dview.png | WIDTH30_LENGTH60_HIGHT16_ORIENTATION135_WINDOWSRATIO20%_SKYLIGHTRATIO10%.json
30 | 50 | 8 | 270 | 40% | 30% | 3000 | 28 | 8 | 1.4267 | 0.35667 | 48.2121 | 0.77736 | 48.9894 | WIDTH40_LENGTH60_HIGHT16_ORIENTATION135_WINDOWSRATIO20%_SKYLIGHTRATIO10%_3Dview.png | WIDTH40_LENGTH60_HIGHT16_ORIENTATION135_WINDOWSRATIO20%_SKYLIGHTRATIO10%.json
50 | 30 | 8 | 315 | 40% | 30% | 3000 | 8 | 28 | 1.4267 | 0.35667 | 48.0445 | 0.87302 | 48.9175 | WIDTH50_LENGTH60_HIGHT16_ORIENTATION135_WINDOWSRATIO20%_SKYLIGHTRATIO10%_3Dview.png | WIDTH50_LENGTH60_HIGHT16_ORIENTATION135_WINDOWSRATIO20%_SKYLIGHTRATIO10%.json
30 | 50 | 8 | 315 | 40% | 30% | 3000 | 28 | 8 | 1.4267 | 0.35667 | 48.0246 | 0.88238 | 48.907 | WIDTH60_LENGTH60_HIGHT16_ORIENTATION135_WINDOWSRATIO20%_SKYLIGHTRATIO10%_3Dview.png | WIDTH60_LENGTH60_HIGHT16_ORIENTATION135_WINDOWSRATIO20%_SKYLIGHTRATIO10%.json
50 | 30 | 8 | 0 | 10% | 40% | 3000 | 8 | 28 | 1.4267 | 0.35667 | 47.6578 | 1.2907 | 48.9486 | WIDTH30_LENGTH30_HIGHT8_ORIENTATION180_WINDOWSRATIO20%_SKYLIGHTRATIO10%_3Dview.png | WIDTH30_LENGTH30_HIGHT8_ORIENTATION180_WINDOWSRATIO20%_SKYLIGHTRATIO10%.json
30 | 50 | 8 | 0 | 10% | 40% | 3000 | 28 | 8 | 1.4267 | 0.35667 | 47.6506 | 1.3381 | 48.9887 | WIDTH40_LENGTH30_HIGHT8_ORIENTATION180_WINDOWSRATIO20%_SKYLIGHTRATIO10%_3Dview.png | WIDTH40_LENGTH30_HIGHT8_ORIENTATION180_WINDOWSRATIO20%_SKYLIGHTRATIO10%.json
50 | 30 | 8 | 45 | 10% | 40% | 3000 | 8 | 28 | 1.4267 | 0.35667 | 47.5603 | 1.3706 | 48.931 | WIDTH50_LENGTH30_HIGHT8_ORIENTATION180_WINDOWSRATIO20%_SKYLIGHTRATIO10%_3Dview.png | WIDTH50_LENGTH30_HIGHT8_ORIENTATION180_WINDOWSRATIO20%_SKYLIGHTRATIO10%.json
30 | 50 | 8 | 45 | 10% | 40% | 3000 | 28 | 8 | 1.4267 | 0.35667 | 47.5416 | 1.3683 | 48.9099 | WIDTH60_LENGTH30_HIGHT8_ORIENTATION180_WINDOWSRATIO20%_SKYLIGHTRATIO10%_3Dview.png | WIDTH60_LENGTH30_HIGHT8_ORIENTATION180_WINDOWSRATIO20%_SKYLIGHTRATIO10%.json
50 | 30 | 8 | 90 | 10% | 40% | 3000 | 8 | 28 | 1.4267 | 0.35667 | 47.6494 | 1.3387 | 48.9881 | WIDTH30_LENGTH40_HIGHT8_ORIENTATION180_WINDOWSRATIO20%_SKYLIGHTRATIO10%_3Dview.png | WIDTH30_LENGTH40_HIGHT8_ORIENTATION180_WINDOWSRATIO20%_SKYLIGHTRATIO10%.json
30 | 50 | 8 | 90 | 10% | 40% | 3000 | 28 | 8 | 1.4267 | 0.35667 | 47.6584 | 1.2909 | 48.9493 | WIDTH40_LENGTH40_HIGHT8_ORIENTATION180_WINDOWSRATIO20%_SKYLIGHTRATIO10%_3Dview.png | WIDTH40_LENGTH40_HIGHT8_ORIENTATION180_WINDOWSRATIO20%_SKYLIGHTRATIO10%.json
50 | 30 | 8 | 135 | 10% | 40% | 3000 | 8 | 28 | 1.4267 | 0.35667 | 47.552 | 1.3638 | 48.9159 | WIDTH50_LENGTH40_HIGHT8_ORIENTATION180_WINDOWSRATIO20%_SKYLIGHTRATIO10%_3Dview.png | WIDTH50_LENGTH40_HIGHT8_ORIENTATION180_WINDOWSRATIO20%_SKYLIGHTRATIO10%.json
30 | 50 | 8 | 135 | 10% | 40% | 3000 | 28 | 8 | 1.4267 | 0.35667 | 47.5007 | 1.3915 | 48.8922 | WIDTH60_LENGTH40_HIGHT8_ORIENTATION180_WINDOWSRATIO20%_SKYLIGHTRATIO10%_3Dview.png | WIDTH60_LENGTH40_HIGHT8_ORIENTATION180_WINDOWSRATIO20%_SKYLIGHTRATIO10%.json
50 | 30 | 8 | 180 | 10% | 40% | 3000 | 8 | 28 | 1.4267 | 0.35667 | 47.6578 | 1.2907 | 48.9486 | WIDTH30_LENGTH50_HIGHT8_ORIENTATION180_WINDOWSRATIO20%_SKYLIGHTRATIO10%_3Dview.png | WIDTH30_LENGTH50_HIGHT8_ORIENTATION180_WINDOWSRATIO20%_SKYLIGHTRATIO10%.json
30 | 50 | 8 | 180 | 10% | 40% | 3000 | 28 | 8 | 1.4267 | 0.35667 | 47.6506 | 1.3381 | 48.9887 | WIDTH40_LENGTH50_HIGHT8_ORIENTATION180_WINDOWSRATIO20%_SKYLIGHTRATIO10%_3Dview.png | WIDTH40_LENGTH50_HIGHT8_ORIENTATION180_WINDOWSRATIO20%_SKYLIGHTRATIO10%.json
50 | 30 | 8 | 225 | 10% | 40% | 3000 | 8 | 28 | 1.4267 | 0.35667 | 47.5603 | 1.3706 | 48.931 | WIDTH50_LENGTH50_HIGHT8_ORIENTATION180_WINDOWSRATIO20%_SKYLIGHTRATIO10%_3Dview.png | WIDTH50_LENGTH50_HIGHT8_ORIENTATION180_WINDOWSRATIO20%_SKYLIGHTRATIO10%.json
30 | 50 | 8 | 225 | 10% | 40% | 3000 | 28 | 8 | 1.4267 | 0.35667 | 47.5423 | 1.3679 | 48.9101 | WIDTH60_LENGTH50_HIGHT8_ORIENTATION180_WINDOWSRATIO20%_SKYLIGHTRATIO10%_3Dview.png | WIDTH60_LENGTH50_HIGHT8_ORIENTATION180_WINDOWSRATIO20%_SKYLIGHTRATIO10%.json
50 | 30 | 8 | 270 | 10% | 40% | 3000 | 8 | 28 | 1.4267 | 0.35667 | 47.6494 | 1.3387 | 48.9881 | WIDTH30_LENGTH60_HIGHT8_ORIENTATION180_WINDOWSRATIO20%_SKYLIGHTRATIO10%_3Dview.png | WIDTH30_LENGTH60_HIGHT8_ORIENTATION180_WINDOWSRATIO20%_SKYLIGHTRATIO10%.json
30 | 50 | 8 | 270 | 10% | 40% | 3000 | 28 | 8 | 1.4267 | 0.35667 | 47.6584 | 1.2909 | 48.9493 | WIDTH40_LENGTH60_HIGHT8_ORIENTATION180_WINDOWSRATIO20%_SKYLIGHTRATIO10%_3Dview.png | WIDTH40_LENGTH60_HIGHT8_ORIENTATION180_WINDOWSRATIO20%_SKYLIGHTRATIO10%.json
50 | 30 | 8 | 315 | 10% | 40% | 3000 | 8 | 28 | 1.4267 | 0.35667 | 47.552 | 1.3638 | 48.9159 | WIDTH50_LENGTH60_HIGHT8_ORIENTATION180_WINDOWSRATIO20%_SKYLIGHTRATIO10%_3Dview.png | WIDTH50_LENGTH60_HIGHT8_ORIENTATION180_WINDOWSRATIO20%_SKYLIGHTRATIO10%.json
30 | 50 | 8 | 315 | 10% | 40% | 3000 | 28 | 8 | 1.4267 | 0.35667 | 47.5337 | 1.381 | 48.9148 | WIDTH60_LENGTH60_HIGHT8_ORIENTATION180_WINDOWSRATIO20%_SKYLIGHTRATIO10%_3Dview.png | WIDTH60_LENGTH60_HIGHT8_ORIENTATION180_WINDOWSRATIO20%_SKYLIGHTRATIO10%.json
50 | 30 | 8 | 0 | 20% | 40% | 3000 | 8 | 28 | 1.4267 | 0.35667 | 48.5927 | 1.0597 | 49.6525 | WIDTH30_LENGTH30_HIGHT12_ORIENTATION180_WINDOWSRATIO20%_SKYLIGHTRATIO10%_3Dview.png | WIDTH30_LENGTH30_HIGHT12_ORIENTATION180_WINDOWSRATIO20%_SKYLIGHTRATIO10%.json
30 | 50 | 8 | 0 | 20% | 40% | 3000 | 28 | 8 | 1.4267 | 0.35667 | 48.5473 | 1.1196 | 49.6669 | WIDTH40_LENGTH30_HIGHT12_ORIENTATION180_WINDOWSRATIO20%_SKYLIGHTRATIO10%_3Dview.png | WIDTH40_LENGTH30_HIGHT12_ORIENTATION180_WINDOWSRATIO20%_SKYLIGHTRATIO10%.json
50 | 30 | 8 | 45 | 20% | 40% | 3000 | 8 | 28 | 1.4267 | 0.35667 | 48.4676 | 1.1524 | 49.62 | WIDTH50_LENGTH30_HIGHT12_ORIENTATION180_WINDOWSRATIO20%_SKYLIGHTRATIO10%_3Dview.png | WIDTH50_LENGTH30_HIGHT12_ORIENTATION180_WINDOWSRATIO20%_SKYLIGHTRATIO10%.json
30 | 50 | 8 | 45 | 20% | 40% | 3000 | 28 | 8 | 1.4267 | 0.35667 | 48.4454 | 1.1484 | 49.5938 | WIDTH60_LENGTH30_HIGHT12_ORIENTATION180_WINDOWSRATIO20%_SKYLIGHTRATIO10%_3Dview.png | WIDTH60_LENGTH30_HIGHT12_ORIENTATION180_WINDOWSRATIO20%_SKYLIGHTRATIO10%.json
50 | 30 | 8 | 90 | 20% | 40% | 3000 | 8 | 28 | 1.4267 | 0.35667 | 48.5473 | 1.1188 | 49.6661 | WIDTH30_LENGTH40_HIGHT12_ORIENTATION180_WINDOWSRATIO20%_SKYLIGHTRATIO10%_3Dview.png | WIDTH30_LENGTH40_HIGHT12_ORIENTATION180_WINDOWSRATIO20%_SKYLIGHTRATIO10%.json
30 | 50 | 8 | 90 | 20% | 40% | 3000 | 28 | 8 | 1.4267 | 0.35667 | 48.5935 | 1.06 | 49.6535 | WIDTH40_LENGTH40_HIGHT12_ORIENTATION180_WINDOWSRATIO20%_SKYLIGHTRATIO10%_3Dview.png | WIDTH40_LENGTH40_HIGHT12_ORIENTATION180_WINDOWSRATIO20%_SKYLIGHTRATIO10%.json
50 | 30 | 8 | 135 | 20% | 40% | 3000 | 8 | 28 | 1.4267 | 0.35667 | 48.4537 | 1.1443 | 49.598 | WIDTH50_LENGTH40_HIGHT12_ORIENTATION180_WINDOWSRATIO20%_SKYLIGHTRATIO10%_3Dview.png | WIDTH50_LENGTH40_HIGHT12_ORIENTATION180_WINDOWSRATIO20%_SKYLIGHTRATIO10%.json
30 | 50 | 8 | 135 | 20% | 40% | 3000 | 28 | 8 | 1.4267 | 0.35667 | 48.424 | 1.1694 | 49.5934 | WIDTH60_LENGTH40_HIGHT12_ORIENTATION180_WINDOWSRATIO20%_SKYLIGHTRATIO10%_3Dview.png | WIDTH60_LENGTH40_HIGHT12_ORIENTATION180_WINDOWSRATIO20%_SKYLIGHTRATIO10%.json
50 | 30 | 8 | 180 | 20% | 40% | 3000 | 8 | 28 | 1.4267 | 0.35667 | 48.5927 | 1.0597 | 49.6525 | WIDTH30_LENGTH50_HIGHT12_ORIENTATION180_WINDOWSRATIO20%_SKYLIGHTRATIO10%_3Dview.png | WIDTH30_LENGTH50_HIGHT12_ORIENTATION180_WINDOWSRATIO20%_SKYLIGHTRATIO10%.json
30 | 50 | 8 | 180 | 20% | 40% | 3000 | 28 | 8 | 1.4267 | 0.35667 | 48.5473 | 1.1196 | 49.6669 | WIDTH40_LENGTH50_HIGHT12_ORIENTATION180_WINDOWSRATIO20%_SKYLIGHTRATIO10%_3Dview.png | WIDTH40_LENGTH50_HIGHT12_ORIENTATION180_WINDOWSRATIO20%_SKYLIGHTRATIO10%.json
50 | 30 | 8 | 225 | 20% | 40% | 3000 | 8 | 28 | 1.4267 | 0.35667 | 48.4676 | 1.1524 | 49.62 | WIDTH50_LENGTH50_HIGHT12_ORIENTATION180_WINDOWSRATIO20%_SKYLIGHTRATIO10%_3Dview.png | WIDTH50_LENGTH50_HIGHT12_ORIENTATION180_WINDOWSRATIO20%_SKYLIGHTRATIO10%.json
30 | 50 | 8 | 225 | 20% | 40% | 3000 | 28 | 8 | 1.4267 | 0.35667 | 48.4448 | 1.1495 | 49.5943 | WIDTH60_LENGTH50_HIGHT12_ORIENTATION180_WINDOWSRATIO20%_SKYLIGHTRATIO10%_3Dview.png | WIDTH60_LENGTH50_HIGHT12_ORIENTATION180_WINDOWSRATIO20%_SKYLIGHTRATIO10%.json
50 | 30 | 8 | 270 | 20% | 40% | 3000 | 8 | 28 | 1.4267 | 0.35667 | 48.5473 | 1.1188 | 49.6661 | WIDTH30_LENGTH60_HIGHT12_ORIENTATION180_WINDOWSRATIO20%_SKYLIGHTRATIO10%_3Dview.png | WIDTH30_LENGTH60_HIGHT12_ORIENTATION180_WINDOWSRATIO20%_SKYLIGHTRATIO10%.json
30 | 50 | 8 | 270 | 20% | 40% | 3000 | 28 | 8 | 1.4267 | 0.35667 | 48.5935 | 1.06 | 49.6535 | WIDTH40_LENGTH60_HIGHT12_ORIENTATION180_WINDOWSRATIO20%_SKYLIGHTRATIO10%_3Dview.png | WIDTH40_LENGTH60_HIGHT12_ORIENTATION180_WINDOWSRATIO20%_SKYLIGHTRATIO10%.json
50 | 30 | 8 | 315 | 20% | 40% | 3000 | 8 | 28 | 1.4267 | 0.35667 | 48.4537 | 1.1443 | 49.598 | WIDTH50_LENGTH60_HIGHT12_ORIENTATION180_WINDOWSRATIO20%_SKYLIGHTRATIO10%_3Dview.png | WIDTH50_LENGTH60_HIGHT12_ORIENTATION180_WINDOWSRATIO20%_SKYLIGHTRATIO10%.json
30 | 50 | 8 | 315 | 20% | 40% | 3000 | 28 | 8 | 1.4267 | 0.35667 | 48.4445 | 1.1619 | 49.6064 | WIDTH60_LENGTH60_HIGHT12_ORIENTATION180_WINDOWSRATIO20%_SKYLIGHTRATIO10%_3Dview.png | WIDTH60_LENGTH60_HIGHT12_ORIENTATION180_WINDOWSRATIO20%_SKYLIGHTRATIO10%.json
50 | 30 | 8 | 0 | 30% | 40% | 3000 | 8 | 28 | 1.4267 | 0.35667 | 49.301 | 0.88007 | 50.1811 | WIDTH30_LENGTH30_HIGHT16_ORIENTATION180_WINDOWSRATIO20%_SKYLIGHTRATIO10%_3Dview.png | WIDTH30_LENGTH30_HIGHT16_ORIENTATION180_WINDOWSRATIO20%_SKYLIGHTRATIO10%.json
30 | 50 | 8 | 0 | 30% | 40% | 3000 | 28 | 8 | 1.4267 | 0.35667 | 47.7071 | 0.94696 | 48.654 | WIDTH40_LENGTH30_HIGHT16_ORIENTATION180_WINDOWSRATIO20%_SKYLIGHTRATIO10%_3Dview.png | WIDTH40_LENGTH30_HIGHT16_ORIENTATION180_WINDOWSRATIO20%_SKYLIGHTRATIO10%.json
50 | 30 | 8 | 45 | 30% | 40% | 3000 | 8 | 28 | 1.4267 | 0.35667 | 49.1541 | 0.9787 | 50.1328 | WIDTH50_LENGTH30_HIGHT16_ORIENTATION180_WINDOWSRATIO20%_SKYLIGHTRATIO10%_3Dview.png | WIDTH50_LENGTH30_HIGHT16_ORIENTATION180_WINDOWSRATIO20%_SKYLIGHTRATIO10%.json
30 | 50 | 8 | 45 | 30% | 40% | 3000 | 28 | 8 | 1.4267 | 0.35667 | 49.1411 | 0.974 | 50.1151 | WIDTH60_LENGTH30_HIGHT16_ORIENTATION180_WINDOWSRATIO20%_SKYLIGHTRATIO10%_3Dview.png | WIDTH60_LENGTH30_HIGHT16_ORIENTATION180_WINDOWSRATIO20%_SKYLIGHTRATIO10%.json
50 | 30 | 8 | 90 | 30% | 40% | 3000 | 8 | 28 | 1.4267 | 0.35667 | 49.2342 | 0.94622 | 50.1804 | WIDTH30_LENGTH40_HIGHT16_ORIENTATION180_WINDOWSRATIO20%_SKYLIGHTRATIO10%_3Dview.png | WIDTH30_LENGTH40_HIGHT16_ORIENTATION180_WINDOWSRATIO20%_SKYLIGHTRATIO10%.json
30 | 50 | 8 | 90 | 30% | 40% | 3000 | 28 | 8 | 1.4267 | 0.35667 | 47.775 | 0.88019 | 48.6552 | WIDTH40_LENGTH40_HIGHT16_ORIENTATION180_WINDOWSRATIO20%_SKYLIGHTRATIO10%_3Dview.png | WIDTH40_LENGTH40_HIGHT16_ORIENTATION180_WINDOWSRATIO20%_SKYLIGHTRATIO10%.json
50 | 30 | 8 | 135 | 30% | 40% | 3000 | 8 | 28 | 1.4267 | 0.35667 | 49.1476 | 0.97071 | 50.1183 | WIDTH50_LENGTH40_HIGHT16_ORIENTATION180_WINDOWSRATIO20%_SKYLIGHTRATIO10%_3Dview.png | WIDTH50_LENGTH40_HIGHT16_ORIENTATION180_WINDOWSRATIO20%_SKYLIGHTRATIO10%.json
30 | 50 | 8 | 135 | 30% | 40% | 3000 | 28 | 8 | 1.4267 | 0.35667 | 49.1178 | 0.99364 | 50.1114 | WIDTH60_LENGTH40_HIGHT16_ORIENTATION180_WINDOWSRATIO20%_SKYLIGHTRATIO10%_3Dview.png | WIDTH60_LENGTH40_HIGHT16_ORIENTATION180_WINDOWSRATIO20%_SKYLIGHTRATIO10%.json
50 | 30 | 8 | 180 | 30% | 40% | 3000 | 8 | 28 | 1.4267 | 0.35667 | 49.301 | 0.88007 | 50.1811 | WIDTH30_LENGTH50_HIGHT16_ORIENTATION180_WINDOWSRATIO20%_SKYLIGHTRATIO10%_3Dview.png | WIDTH30_LENGTH50_HIGHT16_ORIENTATION180_WINDOWSRATIO20%_SKYLIGHTRATIO10%.json
30 | 50 | 8 | 180 | 30% | 40% | 3000 | 28 | 8 | 1.4267 | 0.35667 | 47.7071 | 0.94696 | 48.654 | WIDTH40_LENGTH50_HIGHT16_ORIENTATION180_WINDOWSRATIO20%_SKYLIGHTRATIO10%_3Dview.png | WIDTH40_LENGTH50_HIGHT16_ORIENTATION180_WINDOWSRATIO20%_SKYLIGHTRATIO10%.json
50 | 30 | 8 | 225 | 30% | 40% | 3000 | 8 | 28 | 1.4267 | 0.35667 | 49.1541 | 0.9787 | 50.1328 | WIDTH50_LENGTH50_HIGHT16_ORIENTATION180_WINDOWSRATIO20%_SKYLIGHTRATIO10%_3Dview.png | WIDTH50_LENGTH50_HIGHT16_ORIENTATION180_WINDOWSRATIO20%_SKYLIGHTRATIO10%.json
30 | 50 | 8 | 225 | 30% | 40% | 3000 | 28 | 8 | 1.4267 | 0.35667 | 49.1398 | 0.97518 | 50.115 | WIDTH60_LENGTH50_HIGHT16_ORIENTATION180_WINDOWSRATIO20%_SKYLIGHTRATIO10%_3Dview.png | WIDTH60_LENGTH50_HIGHT16_ORIENTATION180_WINDOWSRATIO20%_SKYLIGHTRATIO10%.json
50 | 30 | 8 | 270 | 30% | 40% | 3000 | 8 | 28 | 1.4267 | 0.35667 | 49.2342 | 0.94622 | 50.1804 | WIDTH30_LENGTH60_HIGHT16_ORIENTATION180_WINDOWSRATIO20%_SKYLIGHTRATIO10%_3Dview.png | WIDTH30_LENGTH60_HIGHT16_ORIENTATION180_WINDOWSRATIO20%_SKYLIGHTRATIO10%.json
30 | 50 | 8 | 270 | 30% | 40% | 3000 | 28 | 8 | 1.4267 | 0.35667 | 47.775 | 0.88019 | 48.6552 | WIDTH40_LENGTH60_HIGHT16_ORIENTATION180_WINDOWSRATIO20%_SKYLIGHTRATIO10%_3Dview.png | WIDTH40_LENGTH60_HIGHT16_ORIENTATION180_WINDOWSRATIO20%_SKYLIGHTRATIO10%.json
50 | 30 | 8 | 315 | 30% | 40% | 3000 | 8 | 28 | 1.4267 | 0.35667 | 49.1476 | 0.97071 | 50.1183 | WIDTH50_LENGTH60_HIGHT16_ORIENTATION180_WINDOWSRATIO20%_SKYLIGHTRATIO10%_3Dview.png | WIDTH50_LENGTH60_HIGHT16_ORIENTATION180_WINDOWSRATIO20%_SKYLIGHTRATIO10%.json
30 | 50 | 8 | 315 | 30% | 40% | 3000 | 28 | 8 | 1.4267 | 0.35667 | 49.1351 | 0.98689 | 50.122 | WIDTH60_LENGTH60_HIGHT16_ORIENTATION180_WINDOWSRATIO20%_SKYLIGHTRATIO10%_3Dview.png | WIDTH60_LENGTH60_HIGHT16_ORIENTATION180_WINDOWSRATIO20%_SKYLIGHTRATIO10%.json
50 | 30 | 8 | 0 | 40% | 40% | 3000 | 8 | 28 | 1.4267 | 0.35667 | 48.3165 | 0.74074 | 49.0573 | WIDTH30_LENGTH30_HIGHT8_ORIENTATION225_WINDOWSRATIO20%_SKYLIGHTRATIO10%_3Dview.png | WIDTH30_LENGTH30_HIGHT8_ORIENTATION225_WINDOWSRATIO20%_SKYLIGHTRATIO10%.json
30 | 50 | 8 | 0 | 40% | 40% | 3000 | 28 | 8 | 1.4267 | 0.35667 | 48.2081 | 0.80971 | 49.0178 | WIDTH40_LENGTH30_HIGHT8_ORIENTATION225_WINDOWSRATIO20%_SKYLIGHTRATIO10%_3Dview.png | WIDTH40_LENGTH30_HIGHT8_ORIENTATION225_WINDOWSRATIO20%_SKYLIGHTRATIO10%.json
50 | 30 | 8 | 45 | 40% | 40% | 3000 | 8 | 28 | 1.4267 | 0.35667 | 48.1392 | 0.8389 | 48.9781 | WIDTH50_LENGTH30_HIGHT8_ORIENTATION225_WINDOWSRATIO20%_SKYLIGHTRATIO10%_3Dview.png | WIDTH50_LENGTH30_HIGHT8_ORIENTATION225_WINDOWSRATIO20%_SKYLIGHTRATIO10%.json
30 | 50 | 8 | 45 | 40% | 40% | 3000 | 28 | 8 | 1.4267 | 0.35667 | 49.6711 | 0.83709 | 50.5082 | WIDTH60_LENGTH30_HIGHT8_ORIENTATION225_WINDOWSRATIO20%_SKYLIGHTRATIO10%_3Dview.png | WIDTH60_LENGTH30_HIGHT8_ORIENTATION225_WINDOWSRATIO20%_SKYLIGHTRATIO10%.json
50 | 30 | 8 | 90 | 40% | 40% | 3000 | 8 | 28 | 1.4267 | 0.35667 | 48.2088 | 0.80906 | 49.0179 | WIDTH30_LENGTH40_HIGHT8_ORIENTATION225_WINDOWSRATIO20%_SKYLIGHTRATIO10%_3Dview.png | WIDTH30_LENGTH40_HIGHT8_ORIENTATION225_WINDOWSRATIO20%_SKYLIGHTRATIO10%.json
30 | 50 | 8 | 90 | 40% | 40% | 3000 | 28 | 8 | 1.4267 | 0.35667 | 48.3164 | 0.7409 | 49.0573 | WIDTH40_LENGTH40_HIGHT8_ORIENTATION225_WINDOWSRATIO20%_SKYLIGHTRATIO10%_3Dview.png | WIDTH40_LENGTH40_HIGHT8_ORIENTATION225_WINDOWSRATIO20%_SKYLIGHTRATIO10%.json
50 | 30 | 8 | 135 | 40% | 40% | 3000 | 8 | 28 | 1.4267 | 0.35667 | 48.1491 | 0.83418 | 48.9833 | WIDTH50_LENGTH40_HIGHT8_ORIENTATION225_WINDOWSRATIO20%_SKYLIGHTRATIO10%_3Dview.png | WIDTH50_LENGTH40_HIGHT8_ORIENTATION225_WINDOWSRATIO20%_SKYLIGHTRATIO10%.json
30 | 50 | 8 | 135 | 40% | 40% | 3000 | 28 | 8 | 1.4267 | 0.35667 | 49.6353 | 0.85208 | 50.4874 | WIDTH60_LENGTH40_HIGHT8_ORIENTATION225_WINDOWSRATIO20%_SKYLIGHTRATIO10%_3Dview.png | WIDTH60_LENGTH40_HIGHT8_ORIENTATION225_WINDOWSRATIO20%_SKYLIGHTRATIO10%.json
50 | 30 | 8 | 180 | 40% | 40% | 3000 | 8 | 28 | 1.4267 | 0.35667 | 48.3165 | 0.74074 | 49.0573 | WIDTH30_LENGTH50_HIGHT8_ORIENTATION225_WINDOWSRATIO20%_SKYLIGHTRATIO10%_3Dview.png | WIDTH30_LENGTH50_HIGHT8_ORIENTATION225_WINDOWSRATIO20%_SKYLIGHTRATIO10%.json
30 | 50 | 8 | 180 | 40% | 40% | 3000 | 28 | 8 | 1.4267 | 0.35667 | 48.2081 | 0.80971 | 49.0178 | WIDTH40_LENGTH50_HIGHT8_ORIENTATION225_WINDOWSRATIO20%_SKYLIGHTRATIO10%_3Dview.png | WIDTH40_LENGTH50_HIGHT8_ORIENTATION225_WINDOWSRATIO20%_SKYLIGHTRATIO10%.json
50 | 30 | 8 | 225 | 40% | 40% | 3000 | 8 | 28 | 1.4267 | 0.35667 | 48.1392 | 0.8389 | 48.9781 | WIDTH50_LENGTH50_HIGHT8_ORIENTATION225_WINDOWSRATIO20%_SKYLIGHTRATIO10%_3Dview.png | WIDTH50_LENGTH50_HIGHT8_ORIENTATION225_WINDOWSRATIO20%_SKYLIGHTRATIO10%.json
30 | 50 | 8 | 225 | 40% | 40% | 3000 | 28 | 8 | 1.4267 | 0.35667 | 49.6696 | 0.83926 | 50.5088 | WIDTH60_LENGTH50_HIGHT8_ORIENTATION225_WINDOWSRATIO20%_SKYLIGHTRATIO10%_3Dview.png | WIDTH60_LENGTH50_HIGHT8_ORIENTATION225_WINDOWSRATIO20%_SKYLIGHTRATIO10%.json
50 | 30 | 8 | 270 | 40% | 40% | 3000 | 8 | 28 | 1.4267 | 0.35667 | 48.2088 | 0.80906 | 49.0179 | WIDTH30_LENGTH60_HIGHT8_ORIENTATION225_WINDOWSRATIO20%_SKYLIGHTRATIO10%_3Dview.png | WIDTH30_LENGTH60_HIGHT8_ORIENTATION225_WINDOWSRATIO20%_SKYLIGHTRATIO10%.json
30 | 50 | 8 | 270 | 40% | 40% | 3000 | 28 | 8 | 1.4267 | 0.35667 | 48.3164 | 0.7409 | 49.0573 | WIDTH40_LENGTH60_HIGHT8_ORIENTATION225_WINDOWSRATIO20%_SKYLIGHTRATIO10%_3Dview.png | WIDTH40_LENGTH60_HIGHT8_ORIENTATION225_WINDOWSRATIO20%_SKYLIGHTRATIO10%.json
50 | 30 | 8 | 315 | 40% | 40% | 3000 | 8 | 28 | 1.4267 | 0.35667 | 48.1491 | 0.83418 | 48.9833 | WIDTH50_LENGTH60_HIGHT8_ORIENTATION225_WINDOWSRATIO20%_SKYLIGHTRATIO10%_3Dview.png | WIDTH50_LENGTH60_HIGHT8_ORIENTATION225_WINDOWSRATIO20%_SKYLIGHTRATIO10%.json
30 | 50 | 8 | 315 | 40% | 40% | 3000 | 28 | 8 | 1.4267 | 0.35667 | 49.6503 | 0.84615 | 50.4964 | WIDTH60_LENGTH60_HIGHT8_ORIENTATION225_WINDOWSRATIO20%_SKYLIGHTRATIO10%_3Dview.png | WIDTH60_LENGTH60_HIGHT8_ORIENTATION225_WINDOWSRATIO20%_SKYLIGHTRATIO10%.json
60 | 30 | 8 | 0 | 10% | 10% | 3600 | 8 | 38 | 1.4 | 0.35 | 43.7089 | 1.478 | 45.1869 | WIDTH30_LENGTH30_HIGHT12_ORIENTATION225_WINDOWSRATIO20%_SKYLIGHTRATIO10%_3Dview.png | WIDTH30_LENGTH30_HIGHT12_ORIENTATION225_WINDOWSRATIO20%_SKYLIGHTRATIO10%.json
40 | 40 | 8 | 0 | 10% | 10% | 3200 | 18 | 18 | 1.4 | 0.35 | 43.8632 | 1.4964 | 45.3596 | WIDTH40_LENGTH30_HIGHT12_ORIENTATION225_WINDOWSRATIO20%_SKYLIGHTRATIO10%_3Dview.png | WIDTH40_LENGTH30_HIGHT12_ORIENTATION225_WINDOWSRATIO20%_SKYLIGHTRATIO10%.json
30 | 60 | 8 | 0 | 10% | 10% | 3600 | 38 | 8 | 1.4 | 0.35 | 43.7031 | 1.5424 | 45.2456 | WIDTH50_LENGTH30_HIGHT12_ORIENTATION225_WINDOWSRATIO20%_SKYLIGHTRATIO10%_3Dview.png | WIDTH50_LENGTH30_HIGHT12_ORIENTATION225_WINDOWSRATIO20%_SKYLIGHTRATIO10%.json
60 | 30 | 8 | 45 | 10% | 10% | 3600 | 8 | 38 | 1.4 | 0.35 | 43.6019 | 1.5707 | 45.1727 | WIDTH60_LENGTH30_HIGHT12_ORIENTATION225_WINDOWSRATIO20%_SKYLIGHTRATIO10%_3Dview.png | WIDTH60_LENGTH30_HIGHT12_ORIENTATION225_WINDOWSRATIO20%_SKYLIGHTRATIO10%.json
40 | 40 | 8 | 45 | 10% | 10% | 3200 | 18 | 18 | 1.4 | 0.35 | 43.761 | 1.5496 | 45.3106 | WIDTH30_LENGTH40_HIGHT12_ORIENTATION225_WINDOWSRATIO20%_SKYLIGHTRATIO10%_3Dview.png | WIDTH30_LENGTH40_HIGHT12_ORIENTATION225_WINDOWSRATIO20%_SKYLIGHTRATIO10%.json
30 | 60 | 8 | 45 | 10% | 10% | 3600 | 38 | 8 | 1.4 | 0.35 | 52.6175 | 2.4154 | 55.0329 | WIDTH40_LENGTH40_HIGHT12_ORIENTATION225_WINDOWSRATIO20%_SKYLIGHTRATIO10%_3Dview.png | WIDTH40_LENGTH40_HIGHT12_ORIENTATION225_WINDOWSRATIO20%_SKYLIGHTRATIO10%.json
60 | 30 | 8 | 90 | 10% | 10% | 3600 | 8 | 38 | 1.4 | 0.35 | 43.7051 | 1.5412 | 45.2463 | WIDTH50_LENGTH40_HIGHT12_ORIENTATION225_WINDOWSRATIO20%_SKYLIGHTRATIO10%_3Dview.png | WIDTH50_LENGTH40_HIGHT12_ORIENTATION225_WINDOWSRATIO20%_SKYLIGHTRATIO10%.json
40 | 40 | 8 | 90 | 10% | 10% | 3200 | 18 | 18 | 1.4 | 0.35 | 43.8629 | 1.4952 | 45.3581 | WIDTH60_LENGTH40_HIGHT12_ORIENTATION225_WINDOWSRATIO20%_SKYLIGHTRATIO10%_3Dview.png | WIDTH60_LENGTH40_HIGHT12_ORIENTATION225_WINDOWSRATIO20%_SKYLIGHTRATIO10%.json
30 | 60 | 8 | 90 | 10% | 10% | 3600 | 38 | 8 | 1.4 | 0.35 | 43.7063 | 1.4789 | 45.1852 | WIDTH30_LENGTH50_HIGHT12_ORIENTATION225_WINDOWSRATIO20%_SKYLIGHTRATIO10%_3Dview.png | WIDTH30_LENGTH50_HIGHT12_ORIENTATION225_WINDOWSRATIO20%_SKYLIGHTRATIO10%.json
60 | 30 | 8 | 135 | 10% | 10% | 3600 | 8 | 38 | 1.4 | 0.35 | 43.5974 | 1.5605 | 45.1578 | WIDTH40_LENGTH50_HIGHT12_ORIENTATION225_WINDOWSRATIO20%_SKYLIGHTRATIO10%_3Dview.png | WIDTH40_LENGTH50_HIGHT12_ORIENTATION225_WINDOWSRATIO20%_SKYLIGHTRATIO10%.json
40 | 40 | 8 | 135 | 10% | 10% | 3200 | 18 | 18 | 1.4 | 0.35 | 43.7576 | 1.5514 | 45.309 | WIDTH50_LENGTH50_HIGHT12_ORIENTATION225_WINDOWSRATIO20%_SKYLIGHTRATIO10%_3Dview.png | WIDTH50_LENGTH50_HIGHT12_ORIENTATION225_WINDOWSRATIO20%_SKYLIGHTRATIO10%.json
30 | 60 | 8 | 135 | 10% | 10% | 3600 | 38 | 8 | 1.4 | 0.35 | 52.6302 | 2.4258 | 55.0561 | WIDTH60_LENGTH50_HIGHT12_ORIENTATION225_WINDOWSRATIO20%_SKYLIGHTRATIO10%_3Dview.png | WIDTH60_LENGTH50_HIGHT12_ORIENTATION225_WINDOWSRATIO20%_SKYLIGHTRATIO10%.json
60 | 30 | 8 | 180 | 10% | 10% | 3600 | 8 | 38 | 1.4 | 0.35 | 43.7089 | 1.478 | 45.1869 | WIDTH30_LENGTH60_HIGHT12_ORIENTATION225_WINDOWSRATIO20%_SKYLIGHTRATIO10%_3Dview.png | WIDTH30_LENGTH60_HIGHT12_ORIENTATION225_WINDOWSRATIO20%_SKYLIGHTRATIO10%.json
40 | 40 | 8 | 180 | 10% | 10% | 3200 | 18 | 18 | 1.4 | 0.35 | 43.8632 | 1.4964 | 45.3596 | WIDTH40_LENGTH60_HIGHT12_ORIENTATION225_WINDOWSRATIO20%_SKYLIGHTRATIO10%_3Dview.png | WIDTH40_LENGTH60_HIGHT12_ORIENTATION225_WINDOWSRATIO20%_SKYLIGHTRATIO10%.json
30 | 60 | 8 | 180 | 10% | 10% | 3600 | 38 | 8 | 1.4 | 0.35 | 43.7031 | 1.5424 | 45.2456 | WIDTH50_LENGTH60_HIGHT12_ORIENTATION225_WINDOWSRATIO20%_SKYLIGHTRATIO10%_3Dview.png | WIDTH50_LENGTH60_HIGHT12_ORIENTATION225_WINDOWSRATIO20%_SKYLIGHTRATIO10%.json
60 | 30 | 8 | 225 | 10% | 10% | 3600 | 8 | 38 | 1.4 | 0.35 | 43.5961 | 1.5727 | 45.1689 | WIDTH60_LENGTH60_HIGHT12_ORIENTATION225_WINDOWSRATIO20%_SKYLIGHTRATIO10%_3Dview.png | WIDTH60_LENGTH60_HIGHT12_ORIENTATION225_WINDOWSRATIO20%_SKYLIGHTRATIO10%.json
40 | 40 | 8 | 225 | 10% | 10% | 3200 | 18 | 18 | 1.4 | 0.35 | 43.7612 | 1.5491 | 45.3103 | WIDTH30_LENGTH30_HIGHT16_ORIENTATION225_WINDOWSRATIO20%_SKYLIGHTRATIO10%_3Dview.png | WIDTH30_LENGTH30_HIGHT16_ORIENTATION225_WINDOWSRATIO20%_SKYLIGHTRATIO10%.json
30 | 60 | 8 | 225 | 10% | 10% | 3600 | 38 | 8 | 1.4 | 0.35 | 43.5978 | 1.5601 | 45.1579 | WIDTH40_LENGTH30_HIGHT16_ORIENTATION225_WINDOWSRATIO20%_SKYLIGHTRATIO10%_3Dview.png | WIDTH40_LENGTH30_HIGHT16_ORIENTATION225_WINDOWSRATIO20%_SKYLIGHTRATIO10%.json
60 | 30 | 8 | 270 | 10% | 10% | 3600 | 8 | 38 | 1.4 | 0.35 | 43.7051 | 1.5412 | 45.2463 | WIDTH50_LENGTH30_HIGHT16_ORIENTATION225_WINDOWSRATIO20%_SKYLIGHTRATIO10%_3Dview.png | WIDTH50_LENGTH30_HIGHT16_ORIENTATION225_WINDOWSRATIO20%_SKYLIGHTRATIO10%.json
40 | 40 | 8 | 270 | 10% | 10% | 3200 | 18 | 18 | 1.4 | 0.35 | 43.8629 | 1.4952 | 45.3581 | WIDTH60_LENGTH30_HIGHT16_ORIENTATION225_WINDOWSRATIO20%_SKYLIGHTRATIO10%_3Dview.png | WIDTH60_LENGTH30_HIGHT16_ORIENTATION225_WINDOWSRATIO20%_SKYLIGHTRATIO10%.json
30 | 60 | 8 | 270 | 10% | 10% | 3600 | 38 | 8 | 1.4 | 0.35 | 43.7063 | 1.4789 | 45.1852 | WIDTH30_LENGTH40_HIGHT16_ORIENTATION225_WINDOWSRATIO20%_SKYLIGHTRATIO10%_3Dview.png | WIDTH30_LENGTH40_HIGHT16_ORIENTATION225_WINDOWSRATIO20%_SKYLIGHTRATIO10%.json
60 | 30 | 8 | 315 | 10% | 10% | 3600 | 8 | 38 | 1.4 | 0.35 | 43.5959 | 1.5602 | 45.1561 | WIDTH40_LENGTH40_HIGHT16_ORIENTATION225_WINDOWSRATIO20%_SKYLIGHTRATIO10%_3Dview.png | WIDTH40_LENGTH40_HIGHT16_ORIENTATION225_WINDOWSRATIO20%_SKYLIGHTRATIO10%.json
40 | 40 | 8 | 315 | 10% | 10% | 3200 | 18 | 18 | 1.4 | 0.35 | 43.7603 | 1.5496 | 45.3099 | WIDTH50_LENGTH40_HIGHT16_ORIENTATION225_WINDOWSRATIO20%_SKYLIGHTRATIO10%_3Dview.png | WIDTH50_LENGTH40_HIGHT16_ORIENTATION225_WINDOWSRATIO20%_SKYLIGHTRATIO10%.json
30 | 60 | 8 | 315 | 10% | 10% | 3600 | 38 | 8 | 1.4 | 0.35 | 43.5988 | 1.5728 | 45.1716 | WIDTH60_LENGTH40_HIGHT16_ORIENTATION225_WINDOWSRATIO20%_SKYLIGHTRATIO10%_3Dview.png | WIDTH60_LENGTH40_HIGHT16_ORIENTATION225_WINDOWSRATIO20%_SKYLIGHTRATIO10%.json
60 | 30 | 8 | 0 | 20% | 10% | 3600 | 8 | 38 | 1.4 | 0.35 | 44.7401 | 1.2406 | 45.9807 | WIDTH30_LENGTH50_HIGHT16_ORIENTATION225_WINDOWSRATIO20%_SKYLIGHTRATIO10%_3Dview.png | WIDTH30_LENGTH50_HIGHT16_ORIENTATION225_WINDOWSRATIO20%_SKYLIGHTRATIO10%.json
40 | 40 | 8 | 0 | 20% | 10% | 3200 | 18 | 18 | 1.4 | 0.35 | 44.88 | 1.2663 | 46.1463 | WIDTH40_LENGTH50_HIGHT16_ORIENTATION225_WINDOWSRATIO20%_SKYLIGHTRATIO10%_3Dview.png | WIDTH40_LENGTH50_HIGHT16_ORIENTATION225_WINDOWSRATIO20%_SKYLIGHTRATIO10%.json
30 | 60 | 8 | 0 | 20% | 10% | 3600 | 38 | 8 | 1.4 | 0.35 | 44.7178 | 1.3202 | 46.038 | WIDTH50_LENGTH50_HIGHT16_ORIENTATION225_WINDOWSRATIO20%_SKYLIGHTRATIO10%_3Dview.png | WIDTH50_LENGTH50_HIGHT16_ORIENTATION225_WINDOWSRATIO20%_SKYLIGHTRATIO10%.json
60 | 30 | 8 | 45 | 20% | 10% | 3600 | 8 | 38 | 1.4 | 0.35 | 44.6256 | 1.3455 | 45.9712 | WIDTH60_LENGTH50_HIGHT16_ORIENTATION225_WINDOWSRATIO20%_SKYLIGHTRATIO10%_3Dview.png | WIDTH60_LENGTH50_HIGHT16_ORIENTATION225_WINDOWSRATIO20%_SKYLIGHTRATIO10%.json
40 | 40 | 8 | 45 | 20% | 10% | 3200 | 18 | 18 | 1.4 | 0.35 | 44.7687 | 1.3258 | 46.0945 | WIDTH30_LENGTH60_HIGHT16_ORIENTATION225_WINDOWSRATIO20%_SKYLIGHTRATIO10%_3Dview.png | WIDTH30_LENGTH60_HIGHT16_ORIENTATION225_WINDOWSRATIO20%_SKYLIGHTRATIO10%.json
30 | 60 | 8 | 45 | 20% | 10% | 3600 | 38 | 8 | 1.4 | 0.35 | 53.6528 | 2.1963 | 55.8491 | WIDTH40_LENGTH60_HIGHT16_ORIENTATION225_WINDOWSRATIO20%_SKYLIGHTRATIO10%_3Dview.png | WIDTH40_LENGTH60_HIGHT16_ORIENTATION225_WINDOWSRATIO20%_SKYLIGHTRATIO10%.json
60 | 30 | 8 | 90 | 20% | 10% | 3600 | 8 | 38 | 1.4 | 0.35 | 44.7202 | 1.3192 | 46.0394 | WIDTH50_LENGTH60_HIGHT16_ORIENTATION225_WINDOWSRATIO20%_SKYLIGHTRATIO10%_3Dview.png | WIDTH50_LENGTH60_HIGHT16_ORIENTATION225_WINDOWSRATIO20%_SKYLIGHTRATIO10%.json
40 | 40 | 8 | 90 | 20% | 10% | 3200 | 18 | 18 | 1.4 | 0.35 | 44.8795 | 1.2655 | 46.145 | WIDTH60_LENGTH60_HIGHT16_ORIENTATION225_WINDOWSRATIO20%_SKYLIGHTRATIO10%_3Dview.png | WIDTH60_LENGTH60_HIGHT16_ORIENTATION225_WINDOWSRATIO20%_SKYLIGHTRATIO10%.json
30 | 60 | 8 | 90 | 20% | 10% | 3600 | 38 | 8 | 1.4 | 0.35 | 44.7378 | 1.2409 | 45.9788 | WIDTH30_LENGTH30_HIGHT8_ORIENTATION270_WINDOWSRATIO20%_SKYLIGHTRATIO10%_3Dview.png | WIDTH30_LENGTH30_HIGHT8_ORIENTATION270_WINDOWSRATIO20%_SKYLIGHTRATIO10%.json
60 | 30 | 8 | 135 | 20% | 10% | 3600 | 8 | 38 | 1.4 | 0.35 | 44.6143 | 1.3373 | 45.9517 | WIDTH40_LENGTH30_HIGHT8_ORIENTATION270_WINDOWSRATIO20%_SKYLIGHTRATIO10%_3Dview.png | WIDTH40_LENGTH30_HIGHT8_ORIENTATION270_WINDOWSRATIO20%_SKYLIGHTRATIO10%.json
40 | 40 | 8 | 135 | 20% | 10% | 3200 | 18 | 18 | 1.4 | 0.35 | 44.7633 | 1.3274 | 46.0908 | WIDTH50_LENGTH30_HIGHT8_ORIENTATION270_WINDOWSRATIO20%_SKYLIGHTRATIO10%_3Dview.png | WIDTH50_LENGTH30_HIGHT8_ORIENTATION270_WINDOWSRATIO20%_SKYLIGHTRATIO10%.json
30 | 60 | 8 | 135 | 20% | 10% | 3600 | 38 | 8 | 1.4 | 0.35 | 53.678 | 2.2025 | 55.8805 | WIDTH60_LENGTH30_HIGHT8_ORIENTATION270_WINDOWSRATIO20%_SKYLIGHTRATIO10%_3Dview.png | WIDTH60_LENGTH30_HIGHT8_ORIENTATION270_WINDOWSRATIO20%_SKYLIGHTRATIO10%.json
60 | 30 | 8 | 180 | 20% | 10% | 3600 | 8 | 38 | 1.4 | 0.35 | 44.7401 | 1.2406 | 45.9807 | WIDTH30_LENGTH40_HIGHT8_ORIENTATION270_WINDOWSRATIO20%_SKYLIGHTRATIO10%_3Dview.png | WIDTH30_LENGTH40_HIGHT8_ORIENTATION270_WINDOWSRATIO20%_SKYLIGHTRATIO10%.json
40 | 40 | 8 | 180 | 20% | 10% | 3200 | 18 | 18 | 1.4 | 0.35 | 44.88 | 1.2663 | 46.1463 | WIDTH40_LENGTH40_HIGHT8_ORIENTATION270_WINDOWSRATIO20%_SKYLIGHTRATIO10%_3Dview.png | WIDTH40_LENGTH40_HIGHT8_ORIENTATION270_WINDOWSRATIO20%_SKYLIGHTRATIO10%.json
30 | 60 | 8 | 180 | 20% | 10% | 3600 | 38 | 8 | 1.4 | 0.35 | 44.7178 | 1.3202 | 46.038 | WIDTH50_LENGTH40_HIGHT8_ORIENTATION270_WINDOWSRATIO20%_SKYLIGHTRATIO10%_3Dview.png | WIDTH50_LENGTH40_HIGHT8_ORIENTATION270_WINDOWSRATIO20%_SKYLIGHTRATIO10%.json
60 | 30 | 8 | 225 | 20% | 10% | 3600 | 8 | 38 | 1.4 | 0.35 | 44.6204 | 1.3474 | 45.9678 | WIDTH60_LENGTH40_HIGHT8_ORIENTATION270_WINDOWSRATIO20%_SKYLIGHTRATIO10%_3Dview.png | WIDTH60_LENGTH40_HIGHT8_ORIENTATION270_WINDOWSRATIO20%_SKYLIGHTRATIO10%.json
40 | 40 | 8 | 225 | 20% | 10% | 3200 | 18 | 18 | 1.4 | 0.35 | 44.7692 | 1.325 | 46.0942 | WIDTH30_LENGTH50_HIGHT8_ORIENTATION270_WINDOWSRATIO20%_SKYLIGHTRATIO10%_3Dview.png | WIDTH30_LENGTH50_HIGHT8_ORIENTATION270_WINDOWSRATIO20%_SKYLIGHTRATIO10%.json
30 | 60 | 8 | 225 | 20% | 10% | 3600 | 38 | 8 | 1.4 | 0.35 | 44.6149 | 1.3366 | 45.9515 | WIDTH40_LENGTH50_HIGHT8_ORIENTATION270_WINDOWSRATIO20%_SKYLIGHTRATIO10%_3Dview.png | WIDTH40_LENGTH50_HIGHT8_ORIENTATION270_WINDOWSRATIO20%_SKYLIGHTRATIO10%.json
60 | 30 | 8 | 270 | 20% | 10% | 3600 | 8 | 38 | 1.4 | 0.35 | 44.7202 | 1.3192 | 46.0394 | WIDTH50_LENGTH50_HIGHT8_ORIENTATION270_WINDOWSRATIO20%_SKYLIGHTRATIO10%_3Dview.png | WIDTH50_LENGTH50_HIGHT8_ORIENTATION270_WINDOWSRATIO20%_SKYLIGHTRATIO10%.json
40 | 40 | 8 | 270 | 20% | 10% | 3200 | 18 | 18 | 1.4 | 0.35 | 44.8795 | 1.2655 | 46.145 | WIDTH60_LENGTH50_HIGHT8_ORIENTATION270_WINDOWSRATIO20%_SKYLIGHTRATIO10%_3Dview.png | WIDTH60_LENGTH50_HIGHT8_ORIENTATION270_WINDOWSRATIO20%_SKYLIGHTRATIO10%.json
30 | 60 | 8 | 270 | 20% | 10% | 3600 | 38 | 8 | 1.4 | 0.35 | 44.7378 | 1.2409 | 45.9788 | WIDTH30_LENGTH60_HIGHT8_ORIENTATION270_WINDOWSRATIO20%_SKYLIGHTRATIO10%_3Dview.png | WIDTH30_LENGTH60_HIGHT8_ORIENTATION270_WINDOWSRATIO20%_SKYLIGHTRATIO10%.json
60 | 30 | 8 | 315 | 20% | 10% | 3600 | 8 | 38 | 1.4 | 0.35 | 44.6133 | 1.3366 | 45.9499 | WIDTH40_LENGTH60_HIGHT8_ORIENTATION270_WINDOWSRATIO20%_SKYLIGHTRATIO10%_3Dview.png | WIDTH40_LENGTH60_HIGHT8_ORIENTATION270_WINDOWSRATIO20%_SKYLIGHTRATIO10%.json
40 | 40 | 8 | 315 | 20% | 10% | 3200 | 18 | 18 | 1.4 | 0.35 | 44.7683 | 1.3257 | 46.094 | WIDTH50_LENGTH60_HIGHT8_ORIENTATION270_WINDOWSRATIO20%_SKYLIGHTRATIO10%_3Dview.png | WIDTH50_LENGTH60_HIGHT8_ORIENTATION270_WINDOWSRATIO20%_SKYLIGHTRATIO10%.json
30 | 60 | 8 | 315 | 20% | 10% | 3600 | 38 | 8 | 1.4 | 0.35 | 44.6229 | 1.3474 | 45.9703 | WIDTH60_LENGTH60_HIGHT8_ORIENTATION270_WINDOWSRATIO20%_SKYLIGHTRATIO10%_3Dview.png | WIDTH60_LENGTH60_HIGHT8_ORIENTATION270_WINDOWSRATIO20%_SKYLIGHTRATIO10%.json
60 | 30 | 8 | 0 | 30% | 10% | 3600 | 8 | 38 | 1.4 | 0.35 | 45.5574 | 1.0432 | 46.6006 | WIDTH30_LENGTH30_HIGHT12_ORIENTATION270_WINDOWSRATIO20%_SKYLIGHTRATIO10%_3Dview.png | WIDTH30_LENGTH30_HIGHT12_ORIENTATION270_WINDOWSRATIO20%_SKYLIGHTRATIO10%.json
40 | 40 | 8 | 0 | 30% | 10% | 3200 | 18 | 18 | 1.4 | 0.35 | 45.6571 | 1.0775 | 46.7346 | WIDTH40_LENGTH30_HIGHT12_ORIENTATION270_WINDOWSRATIO20%_SKYLIGHTRATIO10%_3Dview.png | WIDTH40_LENGTH30_HIGHT12_ORIENTATION270_WINDOWSRATIO20%_SKYLIGHTRATIO10%.json
30 | 60 | 8 | 0 | 30% | 10% | 3600 | 38 | 8 | 1.4 | 0.35 | 45.5008 | 1.1332 | 46.634 | WIDTH50_LENGTH30_HIGHT12_ORIENTATION270_WINDOWSRATIO20%_SKYLIGHTRATIO10%_3Dview.png | WIDTH50_LENGTH30_HIGHT12_ORIENTATION270_WINDOWSRATIO20%_SKYLIGHTRATIO10%.json
60 | 30 | 8 | 45 | 30% | 10% | 3600 | 8 | 38 | 1.4 | 0.35 | 45.4062 | 1.1586 | 46.5648 | WIDTH60_LENGTH30_HIGHT12_ORIENTATION270_WINDOWSRATIO20%_SKYLIGHTRATIO10%_3Dview.png | WIDTH60_LENGTH30_HIGHT12_ORIENTATION270_WINDOWSRATIO20%_SKYLIGHTRATIO10%.json
40 | 40 | 8 | 45 | 30% | 10% | 3200 | 18 | 18 | 1.4 | 0.35 | 45.5317 | 1.1418 | 46.6735 | WIDTH30_LENGTH40_HIGHT12_ORIENTATION270_WINDOWSRATIO20%_SKYLIGHTRATIO10%_3Dview.png | WIDTH30_LENGTH40_HIGHT12_ORIENTATION270_WINDOWSRATIO20%_SKYLIGHTRATIO10%.json
30 | 60 | 8 | 45 | 30% | 10% | 3600 | 38 | 8 | 1.4 | 0.35 | 54.5075 | 2.017 | 56.5245 | WIDTH40_LENGTH40_HIGHT12_ORIENTATION270_WINDOWSRATIO20%_SKYLIGHTRATIO10%_3Dview.png | WIDTH40_LENGTH40_HIGHT12_ORIENTATION270_WINDOWSRATIO20%_SKYLIGHTRATIO10%.json
60 | 30 | 8 | 90 | 30% | 10% | 3600 | 8 | 38 | 1.4 | 0.35 | 45.5024 | 1.1321 | 46.6346 | WIDTH50_LENGTH40_HIGHT12_ORIENTATION270_WINDOWSRATIO20%_SKYLIGHTRATIO10%_3Dview.png | WIDTH50_LENGTH40_HIGHT12_ORIENTATION270_WINDOWSRATIO20%_SKYLIGHTRATIO10%.json
40 | 40 | 8 | 90 | 30% | 10% | 3200 | 18 | 18 | 1.4 | 0.35 | 45.6569 | 1.0763 | 46.7332 | WIDTH60_LENGTH40_HIGHT12_ORIENTATION270_WINDOWSRATIO20%_SKYLIGHTRATIO10%_3Dview.png | WIDTH60_LENGTH40_HIGHT12_ORIENTATION270_WINDOWSRATIO20%_SKYLIGHTRATIO10%.json
30 | 60 | 8 | 90 | 30% | 10% | 3600 | 38 | 8 | 1.4 | 0.35 | 45.5553 | 1.0439 | 46.5992 | WIDTH30_LENGTH50_HIGHT12_ORIENTATION270_WINDOWSRATIO20%_SKYLIGHTRATIO10%_3Dview.png | WIDTH30_LENGTH50_HIGHT12_ORIENTATION270_WINDOWSRATIO20%_SKYLIGHTRATIO10%.json
60 | 30 | 8 | 135 | 30% | 10% | 3600 | 8 | 38 | 1.4 | 0.35 | 45.3985 | 1.1522 | 46.5507 | WIDTH40_LENGTH50_HIGHT12_ORIENTATION270_WINDOWSRATIO20%_SKYLIGHTRATIO10%_3Dview.png | WIDTH40_LENGTH50_HIGHT12_ORIENTATION270_WINDOWSRATIO20%_SKYLIGHTRATIO10%.json
40 | 40 | 8 | 135 | 30% | 10% | 3200 | 18 | 18 | 1.4 | 0.35 | 45.5279 | 1.1433 | 46.6712 | WIDTH50_LENGTH50_HIGHT12_ORIENTATION270_WINDOWSRATIO20%_SKYLIGHTRATIO10%_3Dview.png | WIDTH50_LENGTH50_HIGHT12_ORIENTATION270_WINDOWSRATIO20%_SKYLIGHTRATIO10%.json
30 | 60 | 8 | 135 | 30% | 10% | 3600 | 38 | 8 | 1.4 | 0.35 | 54.5462 | 2.0191 | 56.5652 | WIDTH60_LENGTH50_HIGHT12_ORIENTATION270_WINDOWSRATIO20%_SKYLIGHTRATIO10%_3Dview.png | WIDTH60_LENGTH50_HIGHT12_ORIENTATION270_WINDOWSRATIO20%_SKYLIGHTRATIO10%.json
60 | 30 | 8 | 180 | 30% | 10% | 3600 | 8 | 38 | 1.4 | 0.35 | 45.5574 | 1.0432 | 46.6006 | WIDTH30_LENGTH60_HIGHT12_ORIENTATION270_WINDOWSRATIO20%_SKYLIGHTRATIO10%_3Dview.png | WIDTH30_LENGTH60_HIGHT12_ORIENTATION270_WINDOWSRATIO20%_SKYLIGHTRATIO10%.json
40 | 40 | 8 | 180 | 30% | 10% | 3200 | 18 | 18 | 1.4 | 0.35 | 45.6571 | 1.0775 | 46.7346 | WIDTH40_LENGTH60_HIGHT12_ORIENTATION270_WINDOWSRATIO20%_SKYLIGHTRATIO10%_3Dview.png | WIDTH40_LENGTH60_HIGHT12_ORIENTATION270_WINDOWSRATIO20%_SKYLIGHTRATIO10%.json
30 | 60 | 8 | 180 | 30% | 10% | 3600 | 38 | 8 | 1.4 | 0.35 | 45.5008 | 1.1332 | 46.634 | WIDTH50_LENGTH60_HIGHT12_ORIENTATION270_WINDOWSRATIO20%_SKYLIGHTRATIO10%_3Dview.png | WIDTH50_LENGTH60_HIGHT12_ORIENTATION270_WINDOWSRATIO20%_SKYLIGHTRATIO10%.json
60 | 30 | 8 | 225 | 30% | 10% | 3600 | 8 | 38 | 1.4 | 0.35 | 45.4017 | 1.1602 | 46.5619 | WIDTH60_LENGTH60_HIGHT12_ORIENTATION270_WINDOWSRATIO20%_SKYLIGHTRATIO10%_3Dview.png | WIDTH60_LENGTH60_HIGHT12_ORIENTATION270_WINDOWSRATIO20%_SKYLIGHTRATIO10%.json
40 | 40 | 8 | 225 | 30% | 10% | 3200 | 18 | 18 | 1.4 | 0.35 | 45.5327 | 1.1414 | 46.674 | WIDTH30_LENGTH30_HIGHT16_ORIENTATION270_WINDOWSRATIO20%_SKYLIGHTRATIO10%_3Dview.png | WIDTH30_LENGTH30_HIGHT16_ORIENTATION270_WINDOWSRATIO20%_SKYLIGHTRATIO10%.json
30 | 60 | 8 | 225 | 30% | 10% | 3600 | 38 | 8 | 1.4 | 0.35 | 45.3996 | 1.1517 | 46.5513 | WIDTH40_LENGTH30_HIGHT16_ORIENTATION270_WINDOWSRATIO20%_SKYLIGHTRATIO10%_3Dview.png | WIDTH40_LENGTH30_HIGHT16_ORIENTATION270_WINDOWSRATIO20%_SKYLIGHTRATIO10%.json
60 | 30 | 8 | 270 | 30% | 10% | 3600 | 8 | 38 | 1.4 | 0.35 | 45.5024 | 1.1321 | 46.6346 | WIDTH50_LENGTH30_HIGHT16_ORIENTATION270_WINDOWSRATIO20%_SKYLIGHTRATIO10%_3Dview.png | WIDTH50_LENGTH30_HIGHT16_ORIENTATION270_WINDOWSRATIO20%_SKYLIGHTRATIO10%.json
40 | 40 | 8 | 270 | 30% | 10% | 3200 | 18 | 18 | 1.4 | 0.35 | 45.6569 | 1.0763 | 46.7332 | WIDTH60_LENGTH30_HIGHT16_ORIENTATION270_WINDOWSRATIO20%_SKYLIGHTRATIO10%_3Dview.png | WIDTH60_LENGTH30_HIGHT16_ORIENTATION270_WINDOWSRATIO20%_SKYLIGHTRATIO10%.json
30 | 60 | 8 | 270 | 30% | 10% | 3600 | 38 | 8 | 1.4 | 0.35 | 45.5553 | 1.0439 | 46.5992 | WIDTH30_LENGTH40_HIGHT16_ORIENTATION270_WINDOWSRATIO20%_SKYLIGHTRATIO10%_3Dview.png | WIDTH30_LENGTH40_HIGHT16_ORIENTATION270_WINDOWSRATIO20%_SKYLIGHTRATIO10%.json
60 | 30 | 8 | 315 | 30% | 10% | 3600 | 8 | 38 | 1.4 | 0.35 | 45.3983 | 1.1518 | 46.5501 | WIDTH40_LENGTH40_HIGHT16_ORIENTATION270_WINDOWSRATIO20%_SKYLIGHTRATIO10%_3Dview.png | WIDTH40_LENGTH40_HIGHT16_ORIENTATION270_WINDOWSRATIO20%_SKYLIGHTRATIO10%.json
40 | 40 | 8 | 315 | 30% | 10% | 3200 | 18 | 18 | 1.4 | 0.35 | 45.5315 | 1.1418 | 46.6733 | WIDTH50_LENGTH40_HIGHT16_ORIENTATION270_WINDOWSRATIO20%_SKYLIGHTRATIO10%_3Dview.png | WIDTH50_LENGTH40_HIGHT16_ORIENTATION270_WINDOWSRATIO20%_SKYLIGHTRATIO10%.json
30 | 60 | 8 | 315 | 30% | 10% | 3600 | 38 | 8 | 1.4 | 0.35 | 45.4034 | 1.1603 | 46.5637 | WIDTH60_LENGTH40_HIGHT16_ORIENTATION270_WINDOWSRATIO20%_SKYLIGHTRATIO10%_3Dview.png | WIDTH60_LENGTH40_HIGHT16_ORIENTATION270_WINDOWSRATIO20%_SKYLIGHTRATIO10%.json
60 | 30 | 8 | 0 | 40% | 10% | 3600 | 8 | 38 | 1.4 | 0.35 | 46.2034 | 0.88349 | 47.0869 | WIDTH30_LENGTH50_HIGHT16_ORIENTATION270_WINDOWSRATIO20%_SKYLIGHTRATIO10%_3Dview.png | WIDTH30_LENGTH50_HIGHT16_ORIENTATION270_WINDOWSRATIO20%_SKYLIGHTRATIO10%.json
40 | 40 | 8 | 0 | 40% | 10% | 3200 | 18 | 18 | 1.4 | 0.35 | 46.258 | 0.9231 | 47.1811 | WIDTH40_LENGTH50_HIGHT16_ORIENTATION270_WINDOWSRATIO20%_SKYLIGHTRATIO10%_3Dview.png | WIDTH40_LENGTH50_HIGHT16_ORIENTATION270_WINDOWSRATIO20%_SKYLIGHTRATIO10%.json
30 | 60 | 8 | 0 | 40% | 10% | 3600 | 38 | 8 | 1.4 | 0.35 | 46.1053 | 0.98063 | 47.0859 | WIDTH50_LENGTH50_HIGHT16_ORIENTATION270_WINDOWSRATIO20%_SKYLIGHTRATIO10%_3Dview.png | WIDTH50_LENGTH50_HIGHT16_ORIENTATION270_WINDOWSRATIO20%_SKYLIGHTRATIO10%.json
60 | 30 | 8 | 45 | 40% | 10% | 3600 | 8 | 38 | 1.4 | 0.35 | 46.0216 | 1.0077 | 47.0292 | WIDTH60_LENGTH50_HIGHT16_ORIENTATION270_WINDOWSRATIO20%_SKYLIGHTRATIO10%_3Dview.png | WIDTH60_LENGTH50_HIGHT16_ORIENTATION270_WINDOWSRATIO20%_SKYLIGHTRATIO10%.json
40 | 40 | 8 | 45 | 40% | 10% | 3200 | 18 | 18 | 1.4 | 0.35 | 46.1282 | 0.9923 | 47.1205 | WIDTH30_LENGTH60_HIGHT16_ORIENTATION270_WINDOWSRATIO20%_SKYLIGHTRATIO10%_3Dview.png | WIDTH30_LENGTH60_HIGHT16_ORIENTATION270_WINDOWSRATIO20%_SKYLIGHTRATIO10%.json
30 | 60 | 8 | 45 | 40% | 10% | 3600 | 38 | 8 | 1.4 | 0.35 | 55.2216 | 1.8656 | 57.0872 | WIDTH40_LENGTH60_HIGHT16_ORIENTATION270_WINDOWSRATIO20%_SKYLIGHTRATIO10%_3Dview.png | WIDTH40_LENGTH60_HIGHT16_ORIENTATION270_WINDOWSRATIO20%_SKYLIGHTRATIO10%.json
60 | 30 | 8 | 90 | 40% | 10% | 3600 | 8 | 38 | 1.4 | 0.35 | 46.1066 | 0.97964 | 47.0863 | WIDTH50_LENGTH60_HIGHT16_ORIENTATION270_WINDOWSRATIO20%_SKYLIGHTRATIO10%_3Dview.png | WIDTH50_LENGTH60_HIGHT16_ORIENTATION270_WINDOWSRATIO20%_SKYLIGHTRATIO10%.json
40 | 40 | 8 | 90 | 40% | 10% | 3200 | 18 | 18 | 1.4 | 0.35 | 46.2577 | 0.92203 | 47.1797 | WIDTH60_LENGTH60_HIGHT16_ORIENTATION270_WINDOWSRATIO20%_SKYLIGHTRATIO10%_3Dview.png | WIDTH60_LENGTH60_HIGHT16_ORIENTATION270_WINDOWSRATIO20%_SKYLIGHTRATIO10%.json
30 | 60 | 8 | 90 | 40% | 10% | 3600 | 38 | 8 | 1.4 | 0.35 | 46.2016 | 0.88412 | 47.0857 | WIDTH30_LENGTH30_HIGHT8_ORIENTATION315_WINDOWSRATIO20%_SKYLIGHTRATIO10%_3Dview.png | WIDTH30_LENGTH30_HIGHT8_ORIENTATION315_WINDOWSRATIO20%_SKYLIGHTRATIO10%.json
60 | 30 | 8 | 135 | 40% | 10% | 3600 | 8 | 38 | 1.4 | 0.35 | 46.0235 | 1.0011 | 47.0246 | WIDTH40_LENGTH30_HIGHT8_ORIENTATION315_WINDOWSRATIO20%_SKYLIGHTRATIO10%_3Dview.png | WIDTH40_LENGTH30_HIGHT8_ORIENTATION315_WINDOWSRATIO20%_SKYLIGHTRATIO10%.json
40 | 40 | 8 | 135 | 40% | 10% | 3200 | 18 | 18 | 1.4 | 0.35 | 46.1255 | 0.99367 | 47.1192 | WIDTH50_LENGTH30_HIGHT8_ORIENTATION315_WINDOWSRATIO20%_SKYLIGHTRATIO10%_3Dview.png | WIDTH50_LENGTH30_HIGHT8_ORIENTATION315_WINDOWSRATIO20%_SKYLIGHTRATIO10%.json
30 | 60 | 8 | 135 | 40% | 10% | 3600 | 38 | 8 | 1.4 | 0.35 | 55.2674 | 1.8642 | 57.1316 | WIDTH60_LENGTH30_HIGHT8_ORIENTATION315_WINDOWSRATIO20%_SKYLIGHTRATIO10%_3Dview.png | WIDTH60_LENGTH30_HIGHT8_ORIENTATION315_WINDOWSRATIO20%_SKYLIGHTRATIO10%.json
60 | 30 | 8 | 180 | 40% | 10% | 3600 | 8 | 38 | 1.4 | 0.35 | 46.2034 | 0.88349 | 47.0869 | WIDTH30_LENGTH40_HIGHT8_ORIENTATION315_WINDOWSRATIO20%_SKYLIGHTRATIO10%_3Dview.png | WIDTH30_LENGTH40_HIGHT8_ORIENTATION315_WINDOWSRATIO20%_SKYLIGHTRATIO10%.json
40 | 40 | 8 | 180 | 40% | 10% | 3200 | 18 | 18 | 1.4 | 0.35 | 46.258 | 0.9231 | 47.1811 | WIDTH40_LENGTH40_HIGHT8_ORIENTATION315_WINDOWSRATIO20%_SKYLIGHTRATIO10%_3Dview.png | WIDTH40_LENGTH40_HIGHT8_ORIENTATION315_WINDOWSRATIO20%_SKYLIGHTRATIO10%.json
30 | 60 | 8 | 180 | 40% | 10% | 3600 | 38 | 8 | 1.4 | 0.35 | 46.1053 | 0.98063 | 47.0859 | WIDTH50_LENGTH40_HIGHT8_ORIENTATION315_WINDOWSRATIO20%_SKYLIGHTRATIO10%_3Dview.png | WIDTH50_LENGTH40_HIGHT8_ORIENTATION315_WINDOWSRATIO20%_SKYLIGHTRATIO10%.json
60 | 30 | 8 | 225 | 40% | 10% | 3600 | 8 | 38 | 1.4 | 0.35 | 46.0173 | 1.009 | 47.0263 | WIDTH60_LENGTH40_HIGHT8_ORIENTATION315_WINDOWSRATIO20%_SKYLIGHTRATIO10%_3Dview.png | WIDTH60_LENGTH40_HIGHT8_ORIENTATION315_WINDOWSRATIO20%_SKYLIGHTRATIO10%.json
40 | 40 | 8 | 225 | 40% | 10% | 3200 | 18 | 18 | 1.4 | 0.35 | 46.1292 | 0.9919 | 47.1211 | WIDTH30_LENGTH50_HIGHT8_ORIENTATION315_WINDOWSRATIO20%_SKYLIGHTRATIO10%_3Dview.png | WIDTH30_LENGTH50_HIGHT8_ORIENTATION315_WINDOWSRATIO20%_SKYLIGHTRATIO10%.json
30 | 60 | 8 | 225 | 40% | 10% | 3600 | 38 | 8 | 1.4 | 0.35 | 46.0244 | 1.0007 | 47.0252 | WIDTH40_LENGTH50_HIGHT8_ORIENTATION315_WINDOWSRATIO20%_SKYLIGHTRATIO10%_3Dview.png | WIDTH40_LENGTH50_HIGHT8_ORIENTATION315_WINDOWSRATIO20%_SKYLIGHTRATIO10%.json
60 | 30 | 8 | 270 | 40% | 10% | 3600 | 8 | 38 | 1.4 | 0.35 | 46.1066 | 0.97964 | 47.0863 | WIDTH50_LENGTH50_HIGHT8_ORIENTATION315_WINDOWSRATIO20%_SKYLIGHTRATIO10%_3Dview.png | WIDTH50_LENGTH50_HIGHT8_ORIENTATION315_WINDOWSRATIO20%_SKYLIGHTRATIO10%.json
40 | 40 | 8 | 270 | 40% | 10% | 3200 | 18 | 18 | 1.4 | 0.35 | 46.2577 | 0.92203 | 47.1797 | WIDTH60_LENGTH50_HIGHT8_ORIENTATION315_WINDOWSRATIO20%_SKYLIGHTRATIO10%_3Dview.png | WIDTH60_LENGTH50_HIGHT8_ORIENTATION315_WINDOWSRATIO20%_SKYLIGHTRATIO10%.json
30 | 60 | 8 | 270 | 40% | 10% | 3600 | 38 | 8 | 1.4 | 0.35 | 46.2016 | 0.88412 | 47.0857 | WIDTH30_LENGTH60_HIGHT8_ORIENTATION315_WINDOWSRATIO20%_SKYLIGHTRATIO10%_3Dview.png | WIDTH30_LENGTH60_HIGHT8_ORIENTATION315_WINDOWSRATIO20%_SKYLIGHTRATIO10%.json
60 | 30 | 8 | 315 | 40% | 10% | 3600 | 8 | 38 | 1.4 | 0.35 | 46.0232 | 1.0008 | 47.024 | WIDTH40_LENGTH60_HIGHT8_ORIENTATION315_WINDOWSRATIO20%_SKYLIGHTRATIO10%_3Dview.png | WIDTH40_LENGTH60_HIGHT8_ORIENTATION315_WINDOWSRATIO20%_SKYLIGHTRATIO10%.json
40 | 40 | 8 | 315 | 40% | 10% | 3200 | 18 | 18 | 1.4 | 0.35 | 46.1281 | 0.99229 | 47.1204 | WIDTH50_LENGTH60_HIGHT8_ORIENTATION315_WINDOWSRATIO20%_SKYLIGHTRATIO10%_3Dview.png | WIDTH50_LENGTH60_HIGHT8_ORIENTATION315_WINDOWSRATIO20%_SKYLIGHTRATIO10%.json
30 | 60 | 8 | 315 | 40% | 10% | 3600 | 38 | 8 | 1.4 | 0.35 | 46.0187 | 1.0091 | 47.0278 | WIDTH60_LENGTH60_HIGHT8_ORIENTATION315_WINDOWSRATIO20%_SKYLIGHTRATIO10%_3Dview.png | WIDTH60_LENGTH60_HIGHT8_ORIENTATION315_WINDOWSRATIO20%_SKYLIGHTRATIO10%.json
60 | 30 | 8 | 0 | 10% | 20% | 3600 | 8 | 38 | 1.4 | 0.35 | 45.8468 | 1.3942 | 47.241 | WIDTH30_LENGTH30_HIGHT12_ORIENTATION315_WINDOWSRATIO20%_SKYLIGHTRATIO10%_3Dview.png | WIDTH30_LENGTH30_HIGHT12_ORIENTATION315_WINDOWSRATIO20%_SKYLIGHTRATIO10%.json
40 | 40 | 8 | 0 | 10% | 20% | 3200 | 18 | 18 | 1.4 | 0.35 | 46.3884 | 1.3942 | 47.7826 | WIDTH40_LENGTH30_HIGHT12_ORIENTATION315_WINDOWSRATIO20%_SKYLIGHTRATIO10%_3Dview.png | WIDTH40_LENGTH30_HIGHT12_ORIENTATION315_WINDOWSRATIO20%_SKYLIGHTRATIO10%.json
30 | 60 | 8 | 0 | 10% | 20% | 3600 | 38 | 8 | 1.4 | 0.35 | 45.8364 | 1.4529 | 47.2894 | WIDTH50_LENGTH30_HIGHT12_ORIENTATION315_WINDOWSRATIO20%_SKYLIGHTRATIO10%_3Dview.png | WIDTH50_LENGTH30_HIGHT12_ORIENTATION315_WINDOWSRATIO20%_SKYLIGHTRATIO10%.json
60 | 30 | 8 | 45 | 10% | 20% | 3600 | 8 | 38 | 1.4 | 0.35 | 45.7432 | 1.4777 | 47.2209 | WIDTH60_LENGTH30_HIGHT12_ORIENTATION315_WINDOWSRATIO20%_SKYLIGHTRATIO10%_3Dview.png | WIDTH60_LENGTH30_HIGHT12_ORIENTATION315_WINDOWSRATIO20%_SKYLIGHTRATIO10%.json
40 | 40 | 8 | 45 | 10% | 20% | 3200 | 18 | 18 | 1.4 | 0.35 | 46.284 | 1.4458 | 47.7298 | WIDTH30_LENGTH40_HIGHT12_ORIENTATION315_WINDOWSRATIO20%_SKYLIGHTRATIO10%_3Dview.png | WIDTH30_LENGTH40_HIGHT12_ORIENTATION315_WINDOWSRATIO20%_SKYLIGHTRATIO10%.json
30 | 60 | 8 | 45 | 10% | 20% | 3600 | 38 | 8 | 1.4 | 0.35 | 54.7581 | 2.3101 | 57.0683 | WIDTH40_LENGTH40_HIGHT12_ORIENTATION315_WINDOWSRATIO20%_SKYLIGHTRATIO10%_3Dview.png | WIDTH40_LENGTH40_HIGHT12_ORIENTATION315_WINDOWSRATIO20%_SKYLIGHTRATIO10%.json
60 | 30 | 8 | 90 | 10% | 20% | 3600 | 8 | 38 | 1.4 | 0.35 | 45.8407 | 1.451 | 47.2917 | WIDTH50_LENGTH40_HIGHT12_ORIENTATION315_WINDOWSRATIO20%_SKYLIGHTRATIO10%_3Dview.png | WIDTH50_LENGTH40_HIGHT12_ORIENTATION315_WINDOWSRATIO20%_SKYLIGHTRATIO10%.json
40 | 40 | 8 | 90 | 10% | 20% | 3200 | 18 | 18 | 1.4 | 0.35 | 46.3884 | 1.3929 | 47.7812 | WIDTH60_LENGTH40_HIGHT12_ORIENTATION315_WINDOWSRATIO20%_SKYLIGHTRATIO10%_3Dview.png | WIDTH60_LENGTH40_HIGHT12_ORIENTATION315_WINDOWSRATIO20%_SKYLIGHTRATIO10%.json
30 | 60 | 8 | 90 | 10% | 20% | 3600 | 38 | 8 | 1.4 | 0.35 | 45.8427 | 1.3957 | 47.2384 | WIDTH30_LENGTH50_HIGHT12_ORIENTATION315_WINDOWSRATIO20%_SKYLIGHTRATIO10%_3Dview.png | WIDTH30_LENGTH50_HIGHT12_ORIENTATION315_WINDOWSRATIO20%_SKYLIGHTRATIO10%.json
60 | 30 | 8 | 135 | 10% | 20% | 3600 | 8 | 38 | 1.4 | 0.35 | 45.728 | 1.4703 | 47.1982 | WIDTH40_LENGTH50_HIGHT12_ORIENTATION315_WINDOWSRATIO20%_SKYLIGHTRATIO10%_3Dview.png | WIDTH40_LENGTH50_HIGHT12_ORIENTATION315_WINDOWSRATIO20%_SKYLIGHTRATIO10%.json
40 | 40 | 8 | 135 | 10% | 20% | 3200 | 18 | 18 | 1.4 | 0.35 | 46.2894 | 1.4492 | 47.7386 | WIDTH50_LENGTH50_HIGHT12_ORIENTATION315_WINDOWSRATIO20%_SKYLIGHTRATIO10%_3Dview.png | WIDTH50_LENGTH50_HIGHT12_ORIENTATION315_WINDOWSRATIO20%_SKYLIGHTRATIO10%.json
30 | 60 | 8 | 135 | 10% | 20% | 3600 | 38 | 8 | 1.4 | 0.35 | 54.7539 | 2.3267 | 57.0807 | WIDTH60_LENGTH50_HIGHT12_ORIENTATION315_WINDOWSRATIO20%_SKYLIGHTRATIO10%_3Dview.png | WIDTH60_LENGTH50_HIGHT12_ORIENTATION315_WINDOWSRATIO20%_SKYLIGHTRATIO10%.json
60 | 30 | 8 | 180 | 10% | 20% | 3600 | 8 | 38 | 1.4 | 0.35 | 45.8468 | 1.3942 | 47.241 | WIDTH30_LENGTH60_HIGHT12_ORIENTATION315_WINDOWSRATIO20%_SKYLIGHTRATIO10%_3Dview.png | WIDTH30_LENGTH60_HIGHT12_ORIENTATION315_WINDOWSRATIO20%_SKYLIGHTRATIO10%.json
40 | 40 | 8 | 180 | 10% | 20% | 3200 | 18 | 18 | 1.4 | 0.35 | 46.3884 | 1.3942 | 47.7826 | WIDTH40_LENGTH60_HIGHT12_ORIENTATION315_WINDOWSRATIO20%_SKYLIGHTRATIO10%_3Dview.png | WIDTH40_LENGTH60_HIGHT12_ORIENTATION315_WINDOWSRATIO20%_SKYLIGHTRATIO10%.json
30 | 60 | 8 | 180 | 10% | 20% | 3600 | 38 | 8 | 1.4 | 0.35 | 45.8364 | 1.4529 | 47.2894 | WIDTH50_LENGTH60_HIGHT12_ORIENTATION315_WINDOWSRATIO20%_SKYLIGHTRATIO10%_3Dview.png | WIDTH50_LENGTH60_HIGHT12_ORIENTATION315_WINDOWSRATIO20%_SKYLIGHTRATIO10%.json
60 | 30 | 8 | 225 | 10% | 20% | 3600 | 8 | 38 | 1.4 | 0.35 | 45.7432 | 1.4777 | 47.2209 | WIDTH60_LENGTH60_HIGHT12_ORIENTATION315_WINDOWSRATIO20%_SKYLIGHTRATIO10%_3Dview.png | WIDTH60_LENGTH60_HIGHT12_ORIENTATION315_WINDOWSRATIO20%_SKYLIGHTRATIO10%.json
40 | 40 | 8 | 225 | 10% | 20% | 3200 | 18 | 18 | 1.4 | 0.35 | 46.2906 | 1.4434 | 47.734 | WIDTH30_LENGTH30_HIGHT16_ORIENTATION315_WINDOWSRATIO20%_SKYLIGHTRATIO10%_3Dview.png | WIDTH30_LENGTH30_HIGHT16_ORIENTATION315_WINDOWSRATIO20%_SKYLIGHTRATIO10%.json
30 | 60 | 8 | 225 | 10% | 20% | 3600 | 38 | 8 | 1.4 | 0.35 | 45.7354 | 1.4687 | 47.2041 | WIDTH40_LENGTH30_HIGHT16_ORIENTATION315_WINDOWSRATIO20%_SKYLIGHTRATIO10%_3Dview.png | WIDTH40_LENGTH30_HIGHT16_ORIENTATION315_WINDOWSRATIO20%_SKYLIGHTRATIO10%.json
60 | 30 | 8 | 270 | 10% | 20% | 3600 | 8 | 38 | 1.4 | 0.35 | 45.8407 | 1.451 | 47.2917 | WIDTH50_LENGTH30_HIGHT16_ORIENTATION315_WINDOWSRATIO20%_SKYLIGHTRATIO10%_3Dview.png | WIDTH50_LENGTH30_HIGHT16_ORIENTATION315_WINDOWSRATIO20%_SKYLIGHTRATIO10%.json
40 | 40 | 8 | 270 | 10% | 20% | 3200 | 18 | 18 | 1.4 | 0.35 | 46.3884 | 1.3929 | 47.7812 | WIDTH60_LENGTH30_HIGHT16_ORIENTATION315_WINDOWSRATIO20%_SKYLIGHTRATIO10%_3Dview.png | WIDTH60_LENGTH30_HIGHT16_ORIENTATION315_WINDOWSRATIO20%_SKYLIGHTRATIO10%.json
30 | 60 | 8 | 270 | 10% | 20% | 3600 | 38 | 8 | 1.4 | 0.35 | 45.8427 | 1.3957 | 47.2384 | WIDTH30_LENGTH40_HIGHT16_ORIENTATION315_WINDOWSRATIO20%_SKYLIGHTRATIO10%_3Dview.png | WIDTH30_LENGTH40_HIGHT16_ORIENTATION315_WINDOWSRATIO20%_SKYLIGHTRATIO10%.json
60 | 30 | 8 | 315 | 10% | 20% | 3600 | 8 | 38 | 1.4 | 0.35 | 45.728 | 1.4703 | 47.1982 | WIDTH40_LENGTH40_HIGHT16_ORIENTATION315_WINDOWSRATIO20%_SKYLIGHTRATIO10%_3Dview.png | WIDTH40_LENGTH40_HIGHT16_ORIENTATION315_WINDOWSRATIO20%_SKYLIGHTRATIO10%.json
40 | 40 | 8 | 315 | 10% | 20% | 3200 | 18 | 18 | 1.4 | 0.35 | 46.2894 | 1.4492 | 47.7386 | WIDTH50_LENGTH40_HIGHT16_ORIENTATION315_WINDOWSRATIO20%_SKYLIGHTRATIO10%_3Dview.png | WIDTH50_LENGTH40_HIGHT16_ORIENTATION315_WINDOWSRATIO20%_SKYLIGHTRATIO10%.json
30 | 60 | 8 | 315 | 10% | 20% | 3600 | 38 | 8 | 1.4 | 0.35 | 45.7278 | 1.4825 | 47.2103 | WIDTH60_LENGTH40_HIGHT16_ORIENTATION315_WINDOWSRATIO20%_SKYLIGHTRATIO10%_3Dview.png | WIDTH60_LENGTH40_HIGHT16_ORIENTATION315_WINDOWSRATIO20%_SKYLIGHTRATIO10%.json
60 | 30 | 8 | 0 | 20% | 20% | 3600 | 8 | 38 | 1.4 | 0.35 | 46.8192 | 1.1646 | 47.9837 | WIDTH30_LENGTH50_HIGHT16_ORIENTATION315_WINDOWSRATIO20%_SKYLIGHTRATIO10%_3Dview.png | WIDTH30_LENGTH50_HIGHT16_ORIENTATION315_WINDOWSRATIO20%_SKYLIGHTRATIO10%.json
40 | 40 | 8 | 0 | 20% | 20% | 3200 | 18 | 18 | 1.4 | 0.35 | 47.3409 | 1.1769 | 48.5178 | WIDTH40_LENGTH50_HIGHT16_ORIENTATION315_WINDOWSRATIO20%_SKYLIGHTRATIO10%_3Dview.png | WIDTH40_LENGTH50_HIGHT16_ORIENTATION315_WINDOWSRATIO20%_SKYLIGHTRATIO10%.json
30 | 60 | 8 | 0 | 20% | 20% | 3600 | 38 | 8 | 1.4 | 0.35 | 46.7882 | 1.2412 | 48.0294 | WIDTH50_LENGTH50_HIGHT16_ORIENTATION315_WINDOWSRATIO20%_SKYLIGHTRATIO10%_3Dview.png | WIDTH50_LENGTH50_HIGHT16_ORIENTATION315_WINDOWSRATIO20%_SKYLIGHTRATIO10%.json
60 | 30 | 8 | 45 | 20% | 20% | 3600 | 8 | 38 | 1.4 | 0.35 | 46.7021 | 1.2676 | 47.9697 | WIDTH60_LENGTH50_HIGHT16_ORIENTATION315_WINDOWSRATIO20%_SKYLIGHTRATIO10%_3Dview.png | WIDTH60_LENGTH50_HIGHT16_ORIENTATION315_WINDOWSRATIO20%_SKYLIGHTRATIO10%.json
40 | 40 | 8 | 45 | 20% | 20% | 3200 | 18 | 18 | 1.4 | 0.35 | 47.2262 | 1.2352 | 48.4614 | WIDTH30_LENGTH60_HIGHT16_ORIENTATION315_WINDOWSRATIO20%_SKYLIGHTRATIO10%_3Dview.png | WIDTH30_LENGTH60_HIGHT16_ORIENTATION315_WINDOWSRATIO20%_SKYLIGHTRATIO10%.json
30 | 60 | 8 | 45 | 20% | 20% | 3600 | 38 | 8 | 1.4 | 0.35 | 55.7464 | 2.1025 | 57.8489 | WIDTH40_LENGTH60_HIGHT16_ORIENTATION315_WINDOWSRATIO20%_SKYLIGHTRATIO10%_3Dview.png | WIDTH40_LENGTH60_HIGHT16_ORIENTATION315_WINDOWSRATIO20%_SKYLIGHTRATIO10%.json
60 | 30 | 8 | 90 | 20% | 20% | 3600 | 8 | 38 | 1.4 | 0.35 | 46.7918 | 1.2394 | 48.0312 | WIDTH50_LENGTH60_HIGHT16_ORIENTATION315_WINDOWSRATIO20%_SKYLIGHTRATIO10%_3Dview.png | WIDTH50_LENGTH60_HIGHT16_ORIENTATION315_WINDOWSRATIO20%_SKYLIGHTRATIO10%.json
40 | 40 | 8 | 90 | 20% | 20% | 3200 | 18 | 18 | 1.4 | 0.35 | 47.343 | 1.1746 | 48.5176 | WIDTH60_LENGTH60_HIGHT16_ORIENTATION315_WINDOWSRATIO20%_SKYLIGHTRATIO10%_3Dview.png | WIDTH60_LENGTH60_HIGHT16_ORIENTATION315_WINDOWSRATIO20%_SKYLIGHTRATIO10%.json
30 | 60 | 8 | 90 | 20% | 20% | 3600 | 38 | 8 | 1.4 | 0.35 | 46.8157 | 1.1659 | 47.9815 | WIDTH30_LENGTH30_HIGHT8_ORIENTATION0_WINDOWSRATIO30%_SKYLIGHTRATIO10%_3Dview.png | WIDTH30_LENGTH30_HIGHT8_ORIENTATION0_WINDOWSRATIO30%_SKYLIGHTRATIO10%.json
60 | 30 | 8 | 135 | 20% | 20% | 3600 | 8 | 38 | 1.4 | 0.35 | 46.6821 | 1.2609 | 47.943 | WIDTH40_LENGTH30_HIGHT8_ORIENTATION0_WINDOWSRATIO30%_SKYLIGHTRATIO10%_3Dview.png | WIDTH40_LENGTH30_HIGHT8_ORIENTATION0_WINDOWSRATIO30%_SKYLIGHTRATIO10%.json
40 | 40 | 8 | 135 | 20% | 20% | 3200 | 18 | 18 | 1.4 | 0.35 | 47.2271 | 1.2388 | 48.4659 | WIDTH50_LENGTH30_HIGHT8_ORIENTATION0_WINDOWSRATIO30%_SKYLIGHTRATIO10%_3Dview.png | WIDTH50_LENGTH30_HIGHT8_ORIENTATION0_WINDOWSRATIO30%_SKYLIGHTRATIO10%.json
30 | 60 | 8 | 135 | 20% | 20% | 3600 | 38 | 8 | 1.4 | 0.35 | 55.7565 | 2.113 | 57.8696 | WIDTH60_LENGTH30_HIGHT8_ORIENTATION0_WINDOWSRATIO30%_SKYLIGHTRATIO10%_3Dview.png | WIDTH60_LENGTH30_HIGHT8_ORIENTATION0_WINDOWSRATIO30%_SKYLIGHTRATIO10%.json
60 | 30 | 8 | 180 | 20% | 20% | 3600 | 8 | 38 | 1.4 | 0.35 | 46.8192 | 1.1646 | 47.9837 | WIDTH30_LENGTH40_HIGHT8_ORIENTATION0_WINDOWSRATIO30%_SKYLIGHTRATIO10%_3Dview.png | WIDTH30_LENGTH40_HIGHT8_ORIENTATION0_WINDOWSRATIO30%_SKYLIGHTRATIO10%.json
40 | 40 | 8 | 180 | 20% | 20% | 3200 | 18 | 18 | 1.4 | 0.35 | 47.3409 | 1.1769 | 48.5178 | WIDTH40_LENGTH40_HIGHT8_ORIENTATION0_WINDOWSRATIO30%_SKYLIGHTRATIO10%_3Dview.png | WIDTH40_LENGTH40_HIGHT8_ORIENTATION0_WINDOWSRATIO30%_SKYLIGHTRATIO10%.json
30 | 60 | 8 | 180 | 20% | 20% | 3600 | 38 | 8 | 1.4 | 0.35 | 46.7882 | 1.2412 | 48.0294 | WIDTH50_LENGTH40_HIGHT8_ORIENTATION0_WINDOWSRATIO30%_SKYLIGHTRATIO10%_3Dview.png | WIDTH50_LENGTH40_HIGHT8_ORIENTATION0_WINDOWSRATIO30%_SKYLIGHTRATIO10%.json
60 | 30 | 8 | 225 | 20% | 20% | 3600 | 8 | 38 | 1.4 | 0.35 | 46.7021 | 1.2676 | 47.9697 | WIDTH60_LENGTH40_HIGHT8_ORIENTATION0_WINDOWSRATIO30%_SKYLIGHTRATIO10%_3Dview.png | WIDTH60_LENGTH40_HIGHT8_ORIENTATION0_WINDOWSRATIO30%_SKYLIGHTRATIO10%.json
40 | 40 | 8 | 225 | 20% | 20% | 3200 | 18 | 18 | 1.4 | 0.35 | 47.2317 | 1.2333 | 48.465 | WIDTH30_LENGTH50_HIGHT8_ORIENTATION0_WINDOWSRATIO30%_SKYLIGHTRATIO10%_3Dview.png | WIDTH30_LENGTH50_HIGHT8_ORIENTATION0_WINDOWSRATIO30%_SKYLIGHTRATIO10%.json
30 | 60 | 8 | 225 | 20% | 20% | 3600 | 38 | 8 | 1.4 | 0.35 | 46.6887 | 1.2594 | 47.9481 | WIDTH40_LENGTH50_HIGHT8_ORIENTATION0_WINDOWSRATIO30%_SKYLIGHTRATIO10%_3Dview.png | WIDTH40_LENGTH50_HIGHT8_ORIENTATION0_WINDOWSRATIO30%_SKYLIGHTRATIO10%.json
60 | 30 | 8 | 270 | 20% | 20% | 3600 | 8 | 38 | 1.4 | 0.35 | 46.7918 | 1.2394 | 48.0312 | WIDTH50_LENGTH50_HIGHT8_ORIENTATION0_WINDOWSRATIO30%_SKYLIGHTRATIO10%_3Dview.png | WIDTH50_LENGTH50_HIGHT8_ORIENTATION0_WINDOWSRATIO30%_SKYLIGHTRATIO10%.json
40 | 40 | 8 | 270 | 20% | 20% | 3200 | 18 | 18 | 1.4 | 0.35 | 47.343 | 1.1746 | 48.5176 | WIDTH60_LENGTH50_HIGHT8_ORIENTATION0_WINDOWSRATIO30%_SKYLIGHTRATIO10%_3Dview.png | WIDTH60_LENGTH50_HIGHT8_ORIENTATION0_WINDOWSRATIO30%_SKYLIGHTRATIO10%.json
30 | 60 | 8 | 270 | 20% | 20% | 3600 | 38 | 8 | 1.4 | 0.35 | 46.8157 | 1.1659 | 47.9815 | WIDTH30_LENGTH60_HIGHT8_ORIENTATION0_WINDOWSRATIO30%_SKYLIGHTRATIO10%_3Dview.png | WIDTH30_LENGTH60_HIGHT8_ORIENTATION0_WINDOWSRATIO30%_SKYLIGHTRATIO10%.json
60 | 30 | 8 | 315 | 20% | 20% | 3600 | 8 | 38 | 1.4 | 0.35 | 46.6821 | 1.2609 | 47.943 | WIDTH40_LENGTH60_HIGHT8_ORIENTATION0_WINDOWSRATIO30%_SKYLIGHTRATIO10%_3Dview.png | WIDTH40_LENGTH60_HIGHT8_ORIENTATION0_WINDOWSRATIO30%_SKYLIGHTRATIO10%.json
40 | 40 | 8 | 315 | 20% | 20% | 3200 | 18 | 18 | 1.4 | 0.35 | 47.2271 | 1.2388 | 48.4659 | WIDTH50_LENGTH60_HIGHT8_ORIENTATION0_WINDOWSRATIO30%_SKYLIGHTRATIO10%_3Dview.png | WIDTH50_LENGTH60_HIGHT8_ORIENTATION0_WINDOWSRATIO30%_SKYLIGHTRATIO10%.json
30 | 60 | 8 | 315 | 20% | 20% | 3600 | 38 | 8 | 1.4 | 0.35 | 46.6877 | 1.2713 | 47.9589 | WIDTH60_LENGTH60_HIGHT8_ORIENTATION0_WINDOWSRATIO30%_SKYLIGHTRATIO10%_3Dview.png | WIDTH60_LENGTH60_HIGHT8_ORIENTATION0_WINDOWSRATIO30%_SKYLIGHTRATIO10%.json
60 | 30 | 8 | 0 | 30% | 20% | 3600 | 8 | 38 | 1.4 | 0.35 | 47.5826 | 0.97458 | 48.5572 | WIDTH30_LENGTH30_HIGHT12_ORIENTATION0_WINDOWSRATIO30%_SKYLIGHTRATIO10%_3Dview.png | WIDTH30_LENGTH30_HIGHT12_ORIENTATION0_WINDOWSRATIO30%_SKYLIGHTRATIO10%.json
40 | 40 | 8 | 0 | 30% | 20% | 3200 | 18 | 18 | 1.4 | 0.35 | 48.0624 | 0.99761 | 49.06 | WIDTH40_LENGTH30_HIGHT12_ORIENTATION0_WINDOWSRATIO30%_SKYLIGHTRATIO10%_3Dview.png | WIDTH40_LENGTH30_HIGHT12_ORIENTATION0_WINDOWSRATIO30%_SKYLIGHTRATIO10%.json
30 | 60 | 8 | 0 | 30% | 20% | 3600 | 38 | 8 | 1.4 | 0.35 | 47.5158 | 1.0637 | 48.5795 | WIDTH50_LENGTH30_HIGHT12_ORIENTATION0_WINDOWSRATIO30%_SKYLIGHTRATIO10%_3Dview.png | WIDTH50_LENGTH30_HIGHT12_ORIENTATION0_WINDOWSRATIO30%_SKYLIGHTRATIO10%.json
60 | 30 | 8 | 45 | 30% | 20% | 3600 | 8 | 38 | 1.4 | 0.35 | 47.4295 | 1.088 | 48.5175 | WIDTH60_LENGTH30_HIGHT12_ORIENTATION0_WINDOWSRATIO30%_SKYLIGHTRATIO10%_3Dview.png | WIDTH60_LENGTH30_HIGHT12_ORIENTATION0_WINDOWSRATIO30%_SKYLIGHTRATIO10%.json
40 | 40 | 8 | 45 | 30% | 20% | 3200 | 18 | 18 | 1.4 | 0.35 | 47.9385 | 1.0611 | 48.9997 | WIDTH30_LENGTH40_HIGHT12_ORIENTATION0_WINDOWSRATIO30%_SKYLIGHTRATIO10%_3Dview.png | WIDTH30_LENGTH40_HIGHT12_ORIENTATION0_WINDOWSRATIO30%_SKYLIGHTRATIO10%.json
30 | 60 | 8 | 45 | 30% | 20% | 3600 | 38 | 8 | 1.4 | 0.35 | 56.5651 | 1.9278 | 58.4929 | WIDTH40_LENGTH40_HIGHT12_ORIENTATION0_WINDOWSRATIO30%_SKYLIGHTRATIO10%_3Dview.png | WIDTH40_LENGTH40_HIGHT12_ORIENTATION0_WINDOWSRATIO30%_SKYLIGHTRATIO10%.json
60 | 30 | 8 | 90 | 30% | 20% | 3600 | 8 | 38 | 1.4 | 0.35 | 47.5188 | 1.0619 | 48.5807 | WIDTH50_LENGTH40_HIGHT12_ORIENTATION0_WINDOWSRATIO30%_SKYLIGHTRATIO10%_3Dview.png | WIDTH50_LENGTH40_HIGHT12_ORIENTATION0_WINDOWSRATIO30%_SKYLIGHTRATIO10%.json
40 | 40 | 8 | 90 | 30% | 20% | 3200 | 18 | 18 | 1.4 | 0.35 | 48.0638 | 0.99635 | 49.0601 | WIDTH60_LENGTH40_HIGHT12_ORIENTATION0_WINDOWSRATIO30%_SKYLIGHTRATIO10%_3Dview.png | WIDTH60_LENGTH40_HIGHT12_ORIENTATION0_WINDOWSRATIO30%_SKYLIGHTRATIO10%.json
30 | 60 | 8 | 90 | 30% | 20% | 3600 | 38 | 8 | 1.4 | 0.35 | 47.5797 | 0.97582 | 48.5555 | WIDTH30_LENGTH50_HIGHT12_ORIENTATION0_WINDOWSRATIO30%_SKYLIGHTRATIO10%_3Dview.png | WIDTH30_LENGTH50_HIGHT12_ORIENTATION0_WINDOWSRATIO30%_SKYLIGHTRATIO10%.json
60 | 30 | 8 | 135 | 30% | 20% | 3600 | 8 | 38 | 1.4 | 0.35 | 47.4144 | 1.0835 | 48.498 | WIDTH40_LENGTH50_HIGHT12_ORIENTATION0_WINDOWSRATIO30%_SKYLIGHTRATIO10%_3Dview.png | WIDTH40_LENGTH50_HIGHT12_ORIENTATION0_WINDOWSRATIO30%_SKYLIGHTRATIO10%.json
40 | 40 | 8 | 135 | 30% | 20% | 3200 | 18 | 18 | 1.4 | 0.35 | 47.9376 | 1.0644 | 49.002 | WIDTH50_LENGTH50_HIGHT12_ORIENTATION0_WINDOWSRATIO30%_SKYLIGHTRATIO10%_3Dview.png | WIDTH50_LENGTH50_HIGHT12_ORIENTATION0_WINDOWSRATIO30%_SKYLIGHTRATIO10%.json
30 | 60 | 8 | 135 | 30% | 20% | 3600 | 38 | 8 | 1.4 | 0.35 | 56.5884 | 1.9344 | 58.5228 | WIDTH60_LENGTH50_HIGHT12_ORIENTATION0_WINDOWSRATIO30%_SKYLIGHTRATIO10%_3Dview.png | WIDTH60_LENGTH50_HIGHT12_ORIENTATION0_WINDOWSRATIO30%_SKYLIGHTRATIO10%.json
60 | 30 | 8 | 180 | 30% | 20% | 3600 | 8 | 38 | 1.4 | 0.35 | 47.5826 | 0.97458 | 48.5572 | WIDTH30_LENGTH60_HIGHT12_ORIENTATION0_WINDOWSRATIO30%_SKYLIGHTRATIO10%_3Dview.png | WIDTH30_LENGTH60_HIGHT12_ORIENTATION0_WINDOWSRATIO30%_SKYLIGHTRATIO10%.json
40 | 40 | 8 | 180 | 30% | 20% | 3200 | 18 | 18 | 1.4 | 0.35 | 48.0624 | 0.99761 | 49.06 | WIDTH40_LENGTH60_HIGHT12_ORIENTATION0_WINDOWSRATIO30%_SKYLIGHTRATIO10%_3Dview.png | WIDTH40_LENGTH60_HIGHT12_ORIENTATION0_WINDOWSRATIO30%_SKYLIGHTRATIO10%.json
30 | 60 | 8 | 180 | 30% | 20% | 3600 | 38 | 8 | 1.4 | 0.35 | 47.5158 | 1.0637 | 48.5795 | WIDTH50_LENGTH60_HIGHT12_ORIENTATION0_WINDOWSRATIO30%_SKYLIGHTRATIO10%_3Dview.png | WIDTH50_LENGTH60_HIGHT12_ORIENTATION0_WINDOWSRATIO30%_SKYLIGHTRATIO10%.json
60 | 30 | 8 | 225 | 30% | 20% | 3600 | 8 | 38 | 1.4 | 0.35 | 47.4295 | 1.088 | 48.5175 | WIDTH60_LENGTH60_HIGHT12_ORIENTATION0_WINDOWSRATIO30%_SKYLIGHTRATIO10%_3Dview.png | WIDTH60_LENGTH60_HIGHT12_ORIENTATION0_WINDOWSRATIO30%_SKYLIGHTRATIO10%.json
40 | 40 | 8 | 225 | 30% | 20% | 3200 | 18 | 18 | 1.4 | 0.35 | 47.9429 | 1.0595 | 49.0024 | WIDTH30_LENGTH30_HIGHT16_ORIENTATION0_WINDOWSRATIO30%_SKYLIGHTRATIO10%_3Dview.png | WIDTH30_LENGTH30_HIGHT16_ORIENTATION0_WINDOWSRATIO30%_SKYLIGHTRATIO10%.json
30 | 60 | 8 | 225 | 30% | 20% | 3600 | 38 | 8 | 1.4 | 0.35 | 47.4199 | 1.0822 | 48.5021 | WIDTH40_LENGTH30_HIGHT16_ORIENTATION0_WINDOWSRATIO30%_SKYLIGHTRATIO10%_3Dview.png | WIDTH40_LENGTH30_HIGHT16_ORIENTATION0_WINDOWSRATIO30%_SKYLIGHTRATIO10%.json
60 | 30 | 8 | 270 | 30% | 20% | 3600 | 8 | 38 | 1.4 | 0.35 | 47.5188 | 1.0619 | 48.5807 | WIDTH50_LENGTH30_HIGHT16_ORIENTATION0_WINDOWSRATIO30%_SKYLIGHTRATIO10%_3Dview.png | WIDTH50_LENGTH30_HIGHT16_ORIENTATION0_WINDOWSRATIO30%_SKYLIGHTRATIO10%.json
40 | 40 | 8 | 270 | 30% | 20% | 3200 | 18 | 18 | 1.4 | 0.35 | 48.0638 | 0.99635 | 49.0601 | WIDTH60_LENGTH30_HIGHT16_ORIENTATION0_WINDOWSRATIO30%_SKYLIGHTRATIO10%_3Dview.png | WIDTH60_LENGTH30_HIGHT16_ORIENTATION0_WINDOWSRATIO30%_SKYLIGHTRATIO10%.json
30 | 60 | 8 | 270 | 30% | 20% | 3600 | 38 | 8 | 1.4 | 0.35 | 47.5797 | 0.97582 | 48.5555 | WIDTH30_LENGTH40_HIGHT16_ORIENTATION0_WINDOWSRATIO30%_SKYLIGHTRATIO10%_3Dview.png | WIDTH30_LENGTH40_HIGHT16_ORIENTATION0_WINDOWSRATIO30%_SKYLIGHTRATIO10%.json
60 | 30 | 8 | 315 | 30% | 20% | 3600 | 8 | 38 | 1.4 | 0.35 | 47.4144 | 1.0835 | 48.498 | WIDTH40_LENGTH40_HIGHT16_ORIENTATION0_WINDOWSRATIO30%_SKYLIGHTRATIO10%_3Dview.png | WIDTH40_LENGTH40_HIGHT16_ORIENTATION0_WINDOWSRATIO30%_SKYLIGHTRATIO10%.json
40 | 40 | 8 | 315 | 30% | 20% | 3200 | 18 | 18 | 1.4 | 0.35 | 47.9376 | 1.0644 | 49.002 | WIDTH50_LENGTH40_HIGHT16_ORIENTATION0_WINDOWSRATIO30%_SKYLIGHTRATIO10%_3Dview.png | WIDTH50_LENGTH40_HIGHT16_ORIENTATION0_WINDOWSRATIO30%_SKYLIGHTRATIO10%.json
30 | 60 | 8 | 315 | 30% | 20% | 3600 | 38 | 8 | 1.4 | 0.35 | 47.4184 | 1.092 | 48.5103 | WIDTH60_LENGTH40_HIGHT16_ORIENTATION0_WINDOWSRATIO30%_SKYLIGHTRATIO10%_3Dview.png | WIDTH60_LENGTH40_HIGHT16_ORIENTATION0_WINDOWSRATIO30%_SKYLIGHTRATIO10%.json
60 | 30 | 8 | 0 | 40% | 20% | 3600 | 8 | 38 | 1.4 | 0.35 | 48.1741 | 0.82513 | 48.9993 | WIDTH30_LENGTH50_HIGHT16_ORIENTATION0_WINDOWSRATIO30%_SKYLIGHTRATIO10%_3Dview.png | WIDTH30_LENGTH50_HIGHT16_ORIENTATION0_WINDOWSRATIO30%_SKYLIGHTRATIO10%.json
40 | 40 | 8 | 0 | 40% | 20% | 3200 | 18 | 18 | 1.4 | 0.35 | 48.6063 | 0.85238 | 49.4587 | WIDTH40_LENGTH50_HIGHT16_ORIENTATION0_WINDOWSRATIO30%_SKYLIGHTRATIO10%_3Dview.png | WIDTH40_LENGTH50_HIGHT16_ORIENTATION0_WINDOWSRATIO30%_SKYLIGHTRATIO10%.json
30 | 60 | 8 | 0 | 40% | 20% | 3600 | 38 | 8 | 1.4 | 0.35 | 48.0638 | 0.91677 | 48.9805 | WIDTH50_LENGTH50_HIGHT16_ORIENTATION0_WINDOWSRATIO30%_SKYLIGHTRATIO10%_3Dview.png | WIDTH50_LENGTH50_HIGHT16_ORIENTATION0_WINDOWSRATIO30%_SKYLIGHTRATIO10%.json
60 | 30 | 8 | 45 | 40% | 20% | 3600 | 8 | 38 | 1.4 | 0.35 | 47.9908 | 0.94201 | 48.9328 | WIDTH60_LENGTH50_HIGHT16_ORIENTATION0_WINDOWSRATIO30%_SKYLIGHTRATIO10%_3Dview.png | WIDTH60_LENGTH50_HIGHT16_ORIENTATION0_WINDOWSRATIO30%_SKYLIGHTRATIO10%.json
40 | 40 | 8 | 45 | 40% | 20% | 3200 | 18 | 18 | 1.4 | 0.35 | 48.4828 | 0.91833 | 49.4011 | WIDTH30_LENGTH60_HIGHT16_ORIENTATION0_WINDOWSRATIO30%_SKYLIGHTRATIO10%_3Dview.png | WIDTH30_LENGTH60_HIGHT16_ORIENTATION0_WINDOWSRATIO30%_SKYLIGHTRATIO10%.json
30 | 60 | 8 | 45 | 40% | 20% | 3600 | 38 | 8 | 1.4 | 0.35 | 57.2509 | 1.7889 | 59.0398 | WIDTH40_LENGTH60_HIGHT16_ORIENTATION0_WINDOWSRATIO30%_SKYLIGHTRATIO10%_3Dview.png | WIDTH40_LENGTH60_HIGHT16_ORIENTATION0_WINDOWSRATIO30%_SKYLIGHTRATIO10%.json
60 | 30 | 8 | 90 | 40% | 20% | 3600 | 8 | 38 | 1.4 | 0.35 | 48.0658 | 0.9151 | 48.9809 | WIDTH50_LENGTH60_HIGHT16_ORIENTATION0_WINDOWSRATIO30%_SKYLIGHTRATIO10%_3Dview.png | WIDTH50_LENGTH60_HIGHT16_ORIENTATION0_WINDOWSRATIO30%_SKYLIGHTRATIO10%.json
40 | 40 | 8 | 90 | 40% | 20% | 3200 | 18 | 18 | 1.4 | 0.35 | 48.6083 | 0.85101 | 49.4593 | WIDTH60_LENGTH60_HIGHT16_ORIENTATION0_WINDOWSRATIO30%_SKYLIGHTRATIO10%_3Dview.png | WIDTH60_LENGTH60_HIGHT16_ORIENTATION0_WINDOWSRATIO30%_SKYLIGHTRATIO10%.json
30 | 60 | 8 | 90 | 40% | 20% | 3600 | 38 | 8 | 1.4 | 0.35 | 48.172 | 0.82627 | 48.9983 | WIDTH30_LENGTH30_HIGHT8_ORIENTATION45_WINDOWSRATIO30%_SKYLIGHTRATIO10%_3Dview.png | WIDTH30_LENGTH30_HIGHT8_ORIENTATION45_WINDOWSRATIO30%_SKYLIGHTRATIO10%.json
60 | 30 | 8 | 135 | 40% | 20% | 3600 | 8 | 38 | 1.4 | 0.35 | 47.9895 | 0.93533 | 48.9249 | WIDTH40_LENGTH30_HIGHT8_ORIENTATION45_WINDOWSRATIO30%_SKYLIGHTRATIO10%_3Dview.png | WIDTH40_LENGTH30_HIGHT8_ORIENTATION45_WINDOWSRATIO30%_SKYLIGHTRATIO10%.json
40 | 40 | 8 | 135 | 40% | 20% | 3200 | 18 | 18 | 1.4 | 0.35 | 48.4817 | 0.92064 | 49.4024 | WIDTH50_LENGTH30_HIGHT8_ORIENTATION45_WINDOWSRATIO30%_SKYLIGHTRATIO10%_3Dview.png | WIDTH50_LENGTH30_HIGHT8_ORIENTATION45_WINDOWSRATIO30%_SKYLIGHTRATIO10%.json
30 | 60 | 8 | 135 | 40% | 20% | 3600 | 38 | 8 | 1.4 | 0.35 | 57.2808 | 1.7881 | 59.0689 | WIDTH60_LENGTH30_HIGHT8_ORIENTATION45_WINDOWSRATIO30%_SKYLIGHTRATIO10%_3Dview.png | WIDTH60_LENGTH30_HIGHT8_ORIENTATION45_WINDOWSRATIO30%_SKYLIGHTRATIO10%.json
60 | 30 | 8 | 180 | 40% | 20% | 3600 | 8 | 38 | 1.4 | 0.35 | 48.1741 | 0.82513 | 48.9993 | WIDTH30_LENGTH40_HIGHT8_ORIENTATION45_WINDOWSRATIO30%_SKYLIGHTRATIO10%_3Dview.png | WIDTH30_LENGTH40_HIGHT8_ORIENTATION45_WINDOWSRATIO30%_SKYLIGHTRATIO10%.json
40 | 40 | 8 | 180 | 40% | 20% | 3200 | 18 | 18 | 1.4 | 0.35 | 48.6063 | 0.85238 | 49.4587 | WIDTH40_LENGTH40_HIGHT8_ORIENTATION45_WINDOWSRATIO30%_SKYLIGHTRATIO10%_3Dview.png | WIDTH40_LENGTH40_HIGHT8_ORIENTATION45_WINDOWSRATIO30%_SKYLIGHTRATIO10%.json
30 | 60 | 8 | 180 | 40% | 20% | 3600 | 38 | 8 | 1.4 | 0.35 | 48.0638 | 0.91677 | 48.9805 | WIDTH50_LENGTH40_HIGHT8_ORIENTATION45_WINDOWSRATIO30%_SKYLIGHTRATIO10%_3Dview.png | WIDTH50_LENGTH40_HIGHT8_ORIENTATION45_WINDOWSRATIO30%_SKYLIGHTRATIO10%.json
60 | 30 | 8 | 225 | 40% | 20% | 3600 | 8 | 38 | 1.4 | 0.35 | 47.9908 | 0.94201 | 48.9328 | WIDTH60_LENGTH40_HIGHT8_ORIENTATION45_WINDOWSRATIO30%_SKYLIGHTRATIO10%_3Dview.png | WIDTH60_LENGTH40_HIGHT8_ORIENTATION45_WINDOWSRATIO30%_SKYLIGHTRATIO10%.json
40 | 40 | 8 | 225 | 40% | 20% | 3200 | 18 | 18 | 1.4 | 0.35 | 48.486 | 0.91622 | 49.4022 | WIDTH30_LENGTH50_HIGHT8_ORIENTATION45_WINDOWSRATIO30%_SKYLIGHTRATIO10%_3Dview.png | WIDTH30_LENGTH50_HIGHT8_ORIENTATION45_WINDOWSRATIO30%_SKYLIGHTRATIO10%.json
30 | 60 | 8 | 225 | 40% | 20% | 3600 | 38 | 8 | 1.4 | 0.35 | 47.9941 | 0.93406 | 48.9281 | WIDTH40_LENGTH50_HIGHT8_ORIENTATION45_WINDOWSRATIO30%_SKYLIGHTRATIO10%_3Dview.png | WIDTH40_LENGTH50_HIGHT8_ORIENTATION45_WINDOWSRATIO30%_SKYLIGHTRATIO10%.json
60 | 30 | 8 | 270 | 40% | 20% | 3600 | 8 | 38 | 1.4 | 0.35 | 48.0658 | 0.9151 | 48.9809 | WIDTH50_LENGTH50_HIGHT8_ORIENTATION45_WINDOWSRATIO30%_SKYLIGHTRATIO10%_3Dview.png | WIDTH50_LENGTH50_HIGHT8_ORIENTATION45_WINDOWSRATIO30%_SKYLIGHTRATIO10%.json
40 | 40 | 8 | 270 | 40% | 20% | 3200 | 18 | 18 | 1.4 | 0.35 | 48.6083 | 0.85101 | 49.4593 | WIDTH60_LENGTH50_HIGHT8_ORIENTATION45_WINDOWSRATIO30%_SKYLIGHTRATIO10%_3Dview.png | WIDTH60_LENGTH50_HIGHT8_ORIENTATION45_WINDOWSRATIO30%_SKYLIGHTRATIO10%.json
30 | 60 | 8 | 270 | 40% | 20% | 3600 | 38 | 8 | 1.4 | 0.35 | 48.172 | 0.82627 | 48.9983 | WIDTH30_LENGTH60_HIGHT8_ORIENTATION45_WINDOWSRATIO30%_SKYLIGHTRATIO10%_3Dview.png | WIDTH30_LENGTH60_HIGHT8_ORIENTATION45_WINDOWSRATIO30%_SKYLIGHTRATIO10%.json
60 | 30 | 8 | 315 | 40% | 20% | 3600 | 8 | 38 | 1.4 | 0.35 | 47.9895 | 0.93533 | 48.9249 | WIDTH40_LENGTH60_HIGHT8_ORIENTATION45_WINDOWSRATIO30%_SKYLIGHTRATIO10%_3Dview.png | WIDTH40_LENGTH60_HIGHT8_ORIENTATION45_WINDOWSRATIO30%_SKYLIGHTRATIO10%.json
40 | 40 | 8 | 315 | 40% | 20% | 3200 | 18 | 18 | 1.4 | 0.35 | 48.4817 | 0.92064 | 49.4024 | WIDTH50_LENGTH60_HIGHT8_ORIENTATION45_WINDOWSRATIO30%_SKYLIGHTRATIO10%_3Dview.png | WIDTH50_LENGTH60_HIGHT8_ORIENTATION45_WINDOWSRATIO30%_SKYLIGHTRATIO10%.json
30 | 60 | 8 | 315 | 40% | 20% | 3600 | 38 | 8 | 1.4 | 0.35 | 47.9815 | 0.94577 | 48.9273 | WIDTH60_LENGTH60_HIGHT8_ORIENTATION45_WINDOWSRATIO30%_SKYLIGHTRATIO10%_3Dview.png | WIDTH60_LENGTH60_HIGHT8_ORIENTATION45_WINDOWSRATIO30%_SKYLIGHTRATIO10%.json
60 | 30 | 8 | 0 | 10% | 30% | 3600 | 8 | 38 | 1.4 | 0.35 | 46.161 | 1.3243 | 47.4852 | WIDTH30_LENGTH30_HIGHT12_ORIENTATION45_WINDOWSRATIO30%_SKYLIGHTRATIO10%_3Dview.png | WIDTH30_LENGTH30_HIGHT12_ORIENTATION45_WINDOWSRATIO30%_SKYLIGHTRATIO10%.json
40 | 40 | 8 | 0 | 10% | 30% | 3200 | 18 | 18 | 1.4 | 0.35 | 48.7759 | 1.318 | 50.094 | WIDTH40_LENGTH30_HIGHT12_ORIENTATION45_WINDOWSRATIO30%_SKYLIGHTRATIO10%_3Dview.png | WIDTH40_LENGTH30_HIGHT12_ORIENTATION45_WINDOWSRATIO30%_SKYLIGHTRATIO10%.json
30 | 60 | 8 | 0 | 10% | 30% | 3600 | 38 | 8 | 1.4 | 0.35 | 46.1495 | 1.3803 | 47.5299 | WIDTH50_LENGTH30_HIGHT12_ORIENTATION45_WINDOWSRATIO30%_SKYLIGHTRATIO10%_3Dview.png | WIDTH50_LENGTH30_HIGHT12_ORIENTATION45_WINDOWSRATIO30%_SKYLIGHTRATIO10%.json
60 | 30 | 8 | 45 | 10% | 30% | 3600 | 8 | 38 | 1.4 | 0.35 | 46.0305 | 1.4144 | 47.4449 | WIDTH60_LENGTH30_HIGHT12_ORIENTATION45_WINDOWSRATIO30%_SKYLIGHTRATIO10%_3Dview.png | WIDTH60_LENGTH30_HIGHT12_ORIENTATION45_WINDOWSRATIO30%_SKYLIGHTRATIO10%.json
40 | 40 | 8 | 45 | 10% | 30% | 3200 | 18 | 18 | 1.4 | 0.35 | 48.6506 | 1.372 | 50.0226 | WIDTH30_LENGTH40_HIGHT12_ORIENTATION45_WINDOWSRATIO30%_SKYLIGHTRATIO10%_3Dview.png | WIDTH30_LENGTH40_HIGHT12_ORIENTATION45_WINDOWSRATIO30%_SKYLIGHTRATIO10%.json
30 | 60 | 8 | 45 | 10% | 30% | 3600 | 38 | 8 | 1.4 | 0.35 | 55.0777 | 2.2239 | 57.3016 | WIDTH40_LENGTH40_HIGHT12_ORIENTATION45_WINDOWSRATIO30%_SKYLIGHTRATIO10%_3Dview.png | WIDTH40_LENGTH40_HIGHT12_ORIENTATION45_WINDOWSRATIO30%_SKYLIGHTRATIO10%.json
60 | 30 | 8 | 90 | 10% | 30% | 3600 | 8 | 38 | 1.4 | 0.35 | 46.1542 | 1.3779 | 47.5321 | WIDTH50_LENGTH40_HIGHT12_ORIENTATION45_WINDOWSRATIO30%_SKYLIGHTRATIO10%_3Dview.png | WIDTH50_LENGTH40_HIGHT12_ORIENTATION45_WINDOWSRATIO30%_SKYLIGHTRATIO10%.json
40 | 40 | 8 | 90 | 10% | 30% | 3200 | 18 | 18 | 1.4 | 0.35 | 48.7766 | 1.3171 | 50.0937 | WIDTH60_LENGTH40_HIGHT12_ORIENTATION45_WINDOWSRATIO30%_SKYLIGHTRATIO10%_3Dview.png | WIDTH60_LENGTH40_HIGHT12_ORIENTATION45_WINDOWSRATIO30%_SKYLIGHTRATIO10%.json
30 | 60 | 8 | 90 | 10% | 30% | 3600 | 38 | 8 | 1.4 | 0.35 | 46.1571 | 1.3254 | 47.4825 | WIDTH30_LENGTH50_HIGHT12_ORIENTATION45_WINDOWSRATIO30%_SKYLIGHTRATIO10%_3Dview.png | WIDTH30_LENGTH50_HIGHT12_ORIENTATION45_WINDOWSRATIO30%_SKYLIGHTRATIO10%.json
60 | 30 | 8 | 135 | 10% | 30% | 3600 | 8 | 38 | 1.4 | 0.35 | 46.0375 | 1.4007 | 47.4382 | WIDTH40_LENGTH50_HIGHT12_ORIENTATION45_WINDOWSRATIO30%_SKYLIGHTRATIO10%_3Dview.png | WIDTH40_LENGTH50_HIGHT12_ORIENTATION45_WINDOWSRATIO30%_SKYLIGHTRATIO10%.json
40 | 40 | 8 | 135 | 10% | 30% | 3200 | 18 | 18 | 1.4 | 0.35 | 48.6636 | 1.3723 | 50.0359 | WIDTH50_LENGTH50_HIGHT12_ORIENTATION45_WINDOWSRATIO30%_SKYLIGHTRATIO10%_3Dview.png | WIDTH50_LENGTH50_HIGHT12_ORIENTATION45_WINDOWSRATIO30%_SKYLIGHTRATIO10%.json
30 | 60 | 8 | 135 | 10% | 30% | 3600 | 38 | 8 | 1.4 | 0.35 | 55.0643 | 2.243 | 57.3073 | WIDTH60_LENGTH50_HIGHT12_ORIENTATION45_WINDOWSRATIO30%_SKYLIGHTRATIO10%_3Dview.png | WIDTH60_LENGTH50_HIGHT12_ORIENTATION45_WINDOWSRATIO30%_SKYLIGHTRATIO10%.json
60 | 30 | 8 | 180 | 10% | 30% | 3600 | 8 | 38 | 1.4 | 0.35 | 46.161 | 1.3243 | 47.4852 | WIDTH30_LENGTH60_HIGHT12_ORIENTATION45_WINDOWSRATIO30%_SKYLIGHTRATIO10%_3Dview.png | WIDTH30_LENGTH60_HIGHT12_ORIENTATION45_WINDOWSRATIO30%_SKYLIGHTRATIO10%.json
40 | 40 | 8 | 180 | 10% | 30% | 3200 | 18 | 18 | 1.4 | 0.35 | 48.7759 | 1.318 | 50.094 | WIDTH40_LENGTH60_HIGHT12_ORIENTATION45_WINDOWSRATIO30%_SKYLIGHTRATIO10%_3Dview.png | WIDTH40_LENGTH60_HIGHT12_ORIENTATION45_WINDOWSRATIO30%_SKYLIGHTRATIO10%.json
30 | 60 | 8 | 180 | 10% | 30% | 3600 | 38 | 8 | 1.4 | 0.35 | 46.1495 | 1.3803 | 47.5299 | WIDTH50_LENGTH60_HIGHT12_ORIENTATION45_WINDOWSRATIO30%_SKYLIGHTRATIO10%_3Dview.png | WIDTH50_LENGTH60_HIGHT12_ORIENTATION45_WINDOWSRATIO30%_SKYLIGHTRATIO10%.json
60 | 30 | 8 | 225 | 10% | 30% | 3600 | 8 | 38 | 1.4 | 0.35 | 46.0305 | 1.4144 | 47.4449 | WIDTH60_LENGTH60_HIGHT12_ORIENTATION45_WINDOWSRATIO30%_SKYLIGHTRATIO10%_3Dview.png | WIDTH60_LENGTH60_HIGHT12_ORIENTATION45_WINDOWSRATIO30%_SKYLIGHTRATIO10%.json
40 | 40 | 8 | 225 | 10% | 30% | 3200 | 18 | 18 | 1.4 | 0.35 | 48.6789 | 1.3628 | 50.0416 | WIDTH30_LENGTH30_HIGHT16_ORIENTATION45_WINDOWSRATIO30%_SKYLIGHTRATIO10%_3Dview.png | WIDTH30_LENGTH30_HIGHT16_ORIENTATION45_WINDOWSRATIO30%_SKYLIGHTRATIO10%.json
30 | 60 | 8 | 225 | 10% | 30% | 3600 | 38 | 8 | 1.4 | 0.35 | 46.0441 | 1.3993 | 47.4434 | WIDTH40_LENGTH30_HIGHT16_ORIENTATION45_WINDOWSRATIO30%_SKYLIGHTRATIO10%_3Dview.png | WIDTH40_LENGTH30_HIGHT16_ORIENTATION45_WINDOWSRATIO30%_SKYLIGHTRATIO10%.json
60 | 30 | 8 | 270 | 10% | 30% | 3600 | 8 | 38 | 1.4 | 0.35 | 46.1542 | 1.3779 | 47.5321 | WIDTH50_LENGTH30_HIGHT16_ORIENTATION45_WINDOWSRATIO30%_SKYLIGHTRATIO10%_3Dview.png | WIDTH50_LENGTH30_HIGHT16_ORIENTATION45_WINDOWSRATIO30%_SKYLIGHTRATIO10%.json
40 | 40 | 8 | 270 | 10% | 30% | 3200 | 18 | 18 | 1.4 | 0.35 | 48.7766 | 1.3171 | 50.0937 | WIDTH60_LENGTH30_HIGHT16_ORIENTATION45_WINDOWSRATIO30%_SKYLIGHTRATIO10%_3Dview.png | WIDTH60_LENGTH30_HIGHT16_ORIENTATION45_WINDOWSRATIO30%_SKYLIGHTRATIO10%.json
30 | 60 | 8 | 270 | 10% | 30% | 3600 | 38 | 8 | 1.4 | 0.35 | 46.1571 | 1.3254 | 47.4825 | WIDTH30_LENGTH40_HIGHT16_ORIENTATION45_WINDOWSRATIO30%_SKYLIGHTRATIO10%_3Dview.png | WIDTH30_LENGTH40_HIGHT16_ORIENTATION45_WINDOWSRATIO30%_SKYLIGHTRATIO10%.json
60 | 30 | 8 | 315 | 10% | 30% | 3600 | 8 | 38 | 1.4 | 0.35 | 46.0601 | 1.3938 | 47.4539 | WIDTH40_LENGTH40_HIGHT16_ORIENTATION45_WINDOWSRATIO30%_SKYLIGHTRATIO10%_3Dview.png | WIDTH40_LENGTH40_HIGHT16_ORIENTATION45_WINDOWSRATIO30%_SKYLIGHTRATIO10%.json
40 | 40 | 8 | 315 | 10% | 30% | 3200 | 18 | 18 | 1.4 | 0.35 | 48.6636 | 1.3723 | 50.0359 | WIDTH50_LENGTH40_HIGHT16_ORIENTATION45_WINDOWSRATIO30%_SKYLIGHTRATIO10%_3Dview.png | WIDTH50_LENGTH40_HIGHT16_ORIENTATION45_WINDOWSRATIO30%_SKYLIGHTRATIO10%.json
30 | 60 | 8 | 315 | 10% | 30% | 3600 | 38 | 8 | 1.4 | 0.35 | 46.025 | 1.4164 | 47.4414 | WIDTH60_LENGTH40_HIGHT16_ORIENTATION45_WINDOWSRATIO30%_SKYLIGHTRATIO10%_3Dview.png | WIDTH60_LENGTH40_HIGHT16_ORIENTATION45_WINDOWSRATIO30%_SKYLIGHTRATIO10%.json
60 | 30 | 8 | 0 | 20% | 30% | 3600 | 8 | 38 | 1.4 | 0.35 | 47.0701 | 1.0998 | 48.1699 | WIDTH30_LENGTH50_HIGHT16_ORIENTATION45_WINDOWSRATIO30%_SKYLIGHTRATIO10%_3Dview.png | WIDTH30_LENGTH50_HIGHT16_ORIENTATION45_WINDOWSRATIO30%_SKYLIGHTRATIO10%.json
40 | 40 | 8 | 0 | 20% | 30% | 3200 | 18 | 18 | 1.4 | 0.35 | 49.6669 | 1.0993 | 50.7662 | WIDTH40_LENGTH50_HIGHT16_ORIENTATION45_WINDOWSRATIO30%_SKYLIGHTRATIO10%_3Dview.png | WIDTH40_LENGTH50_HIGHT16_ORIENTATION45_WINDOWSRATIO30%_SKYLIGHTRATIO10%.json
30 | 60 | 8 | 0 | 20% | 30% | 3600 | 38 | 8 | 1.4 | 0.35 | 47.0293 | 1.1759 | 48.2052 | WIDTH50_LENGTH50_HIGHT16_ORIENTATION45_WINDOWSRATIO30%_SKYLIGHTRATIO10%_3Dview.png | WIDTH50_LENGTH50_HIGHT16_ORIENTATION45_WINDOWSRATIO30%_SKYLIGHTRATIO10%.json
60 | 30 | 8 | 45 | 20% | 30% | 3600 | 8 | 38 | 1.4 | 0.35 | 46.924 | 1.2092 | 48.1332 | WIDTH60_LENGTH50_HIGHT16_ORIENTATION45_WINDOWSRATIO30%_SKYLIGHTRATIO10%_3Dview.png | WIDTH60_LENGTH50_HIGHT16_ORIENTATION45_WINDOWSRATIO30%_SKYLIGHTRATIO10%.json
40 | 40 | 8 | 45 | 20% | 30% | 3200 | 18 | 18 | 1.4 | 0.35 | 49.5342 | 1.1679 | 50.7022 | WIDTH30_LENGTH60_HIGHT16_ORIENTATION45_WINDOWSRATIO30%_SKYLIGHTRATIO10%_3Dview.png | WIDTH30_LENGTH60_HIGHT16_ORIENTATION45_WINDOWSRATIO30%_SKYLIGHTRATIO10%.json
30 | 60 | 8 | 45 | 20% | 30% | 3600 | 38 | 8 | 1.4 | 0.35 | 56.0302 | 2.0225 | 58.0526 | WIDTH40_LENGTH60_HIGHT16_ORIENTATION45_WINDOWSRATIO30%_SKYLIGHTRATIO10%_3Dview.png | WIDTH40_LENGTH60_HIGHT16_ORIENTATION45_WINDOWSRATIO30%_SKYLIGHTRATIO10%.json
60 | 30 | 8 | 90 | 20% | 30% | 3600 | 8 | 38 | 1.4 | 0.35 | 47.033 | 1.1736 | 48.2066 | WIDTH50_LENGTH60_HIGHT16_ORIENTATION45_WINDOWSRATIO30%_SKYLIGHTRATIO10%_3Dview.png | WIDTH50_LENGTH60_HIGHT16_ORIENTATION45_WINDOWSRATIO30%_SKYLIGHTRATIO10%.json
40 | 40 | 8 | 90 | 20% | 30% | 3200 | 18 | 18 | 1.4 | 0.35 | 49.668 | 1.0989 | 50.7669 | WIDTH60_LENGTH60_HIGHT16_ORIENTATION45_WINDOWSRATIO30%_SKYLIGHTRATIO10%_3Dview.png | WIDTH60_LENGTH60_HIGHT16_ORIENTATION45_WINDOWSRATIO30%_SKYLIGHTRATIO10%.json
30 | 60 | 8 | 90 | 20% | 30% | 3600 | 38 | 8 | 1.4 | 0.35 | 47.0667 | 1.1017 | 48.1684 | WIDTH30_LENGTH30_HIGHT8_ORIENTATION90_WINDOWSRATIO30%_SKYLIGHTRATIO10%_3Dview.png | WIDTH30_LENGTH30_HIGHT8_ORIENTATION90_WINDOWSRATIO30%_SKYLIGHTRATIO10%.json
60 | 30 | 8 | 135 | 20% | 30% | 3600 | 8 | 38 | 1.4 | 0.35 | 46.9252 | 1.1969 | 48.1221 | WIDTH40_LENGTH30_HIGHT8_ORIENTATION90_WINDOWSRATIO30%_SKYLIGHTRATIO10%_3Dview.png | WIDTH40_LENGTH30_HIGHT8_ORIENTATION90_WINDOWSRATIO30%_SKYLIGHTRATIO10%.json
40 | 40 | 8 | 135 | 20% | 30% | 3200 | 18 | 18 | 1.4 | 0.35 | 49.5405 | 1.1692 | 50.7096 | WIDTH50_LENGTH30_HIGHT8_ORIENTATION90_WINDOWSRATIO30%_SKYLIGHTRATIO10%_3Dview.png | WIDTH50_LENGTH30_HIGHT8_ORIENTATION90_WINDOWSRATIO30%_SKYLIGHTRATIO10%.json
30 | 60 | 8 | 135 | 20% | 30% | 3600 | 38 | 8 | 1.4 | 0.35 | 56.0305 | 2.0378 | 58.0684 | WIDTH60_LENGTH30_HIGHT8_ORIENTATION90_WINDOWSRATIO30%_SKYLIGHTRATIO10%_3Dview.png | WIDTH60_LENGTH30_HIGHT8_ORIENTATION90_WINDOWSRATIO30%_SKYLIGHTRATIO10%.json
60 | 30 | 8 | 180 | 20% | 30% | 3600 | 8 | 38 | 1.4 | 0.35 | 47.0701 | 1.0998 | 48.1699 | WIDTH30_LENGTH40_HIGHT8_ORIENTATION90_WINDOWSRATIO30%_SKYLIGHTRATIO10%_3Dview.png | WIDTH30_LENGTH40_HIGHT8_ORIENTATION90_WINDOWSRATIO30%_SKYLIGHTRATIO10%.json
40 | 40 | 8 | 180 | 20% | 30% | 3200 | 18 | 18 | 1.4 | 0.35 | 49.6669 | 1.0993 | 50.7662 | WIDTH40_LENGTH40_HIGHT8_ORIENTATION90_WINDOWSRATIO30%_SKYLIGHTRATIO10%_3Dview.png | WIDTH40_LENGTH40_HIGHT8_ORIENTATION90_WINDOWSRATIO30%_SKYLIGHTRATIO10%.json
30 | 60 | 8 | 180 | 20% | 30% | 3600 | 38 | 8 | 1.4 | 0.35 | 47.0293 | 1.1759 | 48.2052 | WIDTH50_LENGTH40_HIGHT8_ORIENTATION90_WINDOWSRATIO30%_SKYLIGHTRATIO10%_3Dview.png | WIDTH50_LENGTH40_HIGHT8_ORIENTATION90_WINDOWSRATIO30%_SKYLIGHTRATIO10%.json
60 | 30 | 8 | 225 | 20% | 30% | 3600 | 8 | 38 | 1.4 | 0.35 | 46.924 | 1.2092 | 48.1332 | WIDTH60_LENGTH40_HIGHT8_ORIENTATION90_WINDOWSRATIO30%_SKYLIGHTRATIO10%_3Dview.png | WIDTH60_LENGTH40_HIGHT8_ORIENTATION90_WINDOWSRATIO30%_SKYLIGHTRATIO10%.json
40 | 40 | 8 | 225 | 20% | 30% | 3200 | 18 | 18 | 1.4 | 0.35 | 49.5567 | 1.1596 | 50.7163 | WIDTH30_LENGTH50_HIGHT8_ORIENTATION90_WINDOWSRATIO30%_SKYLIGHTRATIO10%_3Dview.png | WIDTH30_LENGTH50_HIGHT8_ORIENTATION90_WINDOWSRATIO30%_SKYLIGHTRATIO10%.json
30 | 60 | 8 | 225 | 20% | 30% | 3600 | 38 | 8 | 1.4 | 0.35 | 46.9293 | 1.1956 | 48.1249 | WIDTH40_LENGTH50_HIGHT8_ORIENTATION90_WINDOWSRATIO30%_SKYLIGHTRATIO10%_3Dview.png | WIDTH40_LENGTH50_HIGHT8_ORIENTATION90_WINDOWSRATIO30%_SKYLIGHTRATIO10%.json
60 | 30 | 8 | 270 | 20% | 30% | 3600 | 8 | 38 | 1.4 | 0.35 | 47.033 | 1.1736 | 48.2066 | WIDTH50_LENGTH50_HIGHT8_ORIENTATION90_WINDOWSRATIO30%_SKYLIGHTRATIO10%_3Dview.png | WIDTH50_LENGTH50_HIGHT8_ORIENTATION90_WINDOWSRATIO30%_SKYLIGHTRATIO10%.json
40 | 40 | 8 | 270 | 20% | 30% | 3200 | 18 | 18 | 1.4 | 0.35 | 49.668 | 1.0989 | 50.7669 | WIDTH60_LENGTH50_HIGHT8_ORIENTATION90_WINDOWSRATIO30%_SKYLIGHTRATIO10%_3Dview.png | WIDTH60_LENGTH50_HIGHT8_ORIENTATION90_WINDOWSRATIO30%_SKYLIGHTRATIO10%.json
30 | 60 | 8 | 270 | 20% | 30% | 3600 | 38 | 8 | 1.4 | 0.35 | 47.0667 | 1.1017 | 48.1684 | WIDTH30_LENGTH60_HIGHT8_ORIENTATION90_WINDOWSRATIO30%_SKYLIGHTRATIO10%_3Dview.png | WIDTH30_LENGTH60_HIGHT8_ORIENTATION90_WINDOWSRATIO30%_SKYLIGHTRATIO10%.json
60 | 30 | 8 | 315 | 20% | 30% | 3600 | 8 | 38 | 1.4 | 0.35 | 46.9409 | 1.1904 | 48.1313 | WIDTH40_LENGTH60_HIGHT8_ORIENTATION90_WINDOWSRATIO30%_SKYLIGHTRATIO10%_3Dview.png | WIDTH40_LENGTH60_HIGHT8_ORIENTATION90_WINDOWSRATIO30%_SKYLIGHTRATIO10%.json
40 | 40 | 8 | 315 | 20% | 30% | 3200 | 18 | 18 | 1.4 | 0.35 | 49.5405 | 1.1692 | 50.7096 | WIDTH50_LENGTH60_HIGHT8_ORIENTATION90_WINDOWSRATIO30%_SKYLIGHTRATIO10%_3Dview.png | WIDTH50_LENGTH60_HIGHT8_ORIENTATION90_WINDOWSRATIO30%_SKYLIGHTRATIO10%.json
30 | 60 | 8 | 315 | 20% | 30% | 3600 | 38 | 8 | 1.4 | 0.35 | 46.9206 | 1.2109 | 48.1315 | WIDTH60_LENGTH60_HIGHT8_ORIENTATION90_WINDOWSRATIO30%_SKYLIGHTRATIO10%_3Dview.png | WIDTH60_LENGTH60_HIGHT8_ORIENTATION90_WINDOWSRATIO30%_SKYLIGHTRATIO10%.json
60 | 30 | 8 | 0 | 30% | 30% | 3600 | 8 | 38 | 1.4 | 0.35 | 47.7812 | 0.91666 | 48.6978 | WIDTH30_LENGTH30_HIGHT12_ORIENTATION90_WINDOWSRATIO30%_SKYLIGHTRATIO10%_3Dview.png | WIDTH30_LENGTH30_HIGHT12_ORIENTATION90_WINDOWSRATIO30%_SKYLIGHTRATIO10%.json
40 | 40 | 8 | 0 | 30% | 30% | 3200 | 18 | 18 | 1.4 | 0.35 | 50.3377 | 0.92926 | 51.267 | WIDTH40_LENGTH30_HIGHT12_ORIENTATION90_WINDOWSRATIO30%_SKYLIGHTRATIO10%_3Dview.png | WIDTH40_LENGTH30_HIGHT12_ORIENTATION90_WINDOWSRATIO30%_SKYLIGHTRATIO10%.json
30 | 60 | 8 | 0 | 30% | 30% | 3600 | 38 | 8 | 1.4 | 0.35 | 47.7077 | 1.0049 | 48.7126 | WIDTH50_LENGTH30_HIGHT12_ORIENTATION90_WINDOWSRATIO30%_SKYLIGHTRATIO10%_3Dview.png | WIDTH50_LENGTH30_HIGHT12_ORIENTATION90_WINDOWSRATIO30%_SKYLIGHTRATIO10%.json
60 | 30 | 8 | 45 | 30% | 30% | 3600 | 8 | 38 | 1.4 | 0.35 | 47.6089 | 1.0382 | 48.6471 | WIDTH60_LENGTH30_HIGHT12_ORIENTATION90_WINDOWSRATIO30%_SKYLIGHTRATIO10%_3Dview.png | WIDTH60_LENGTH30_HIGHT12_ORIENTATION90_WINDOWSRATIO30%_SKYLIGHTRATIO10%.json
40 | 40 | 8 | 45 | 30% | 30% | 3200 | 18 | 18 | 1.4 | 0.35 | 50.2058 | 0.99789 | 51.2036 | WIDTH30_LENGTH40_HIGHT12_ORIENTATION90_WINDOWSRATIO30%_SKYLIGHTRATIO10%_3Dview.png | WIDTH30_LENGTH40_HIGHT12_ORIENTATION90_WINDOWSRATIO30%_SKYLIGHTRATIO10%.json
30 | 60 | 8 | 45 | 30% | 30% | 3600 | 38 | 8 | 1.4 | 0.35 | 56.8196 | 1.8599 | 58.6795 | WIDTH40_LENGTH40_HIGHT12_ORIENTATION90_WINDOWSRATIO30%_SKYLIGHTRATIO10%_3Dview.png | WIDTH40_LENGTH40_HIGHT12_ORIENTATION90_WINDOWSRATIO30%_SKYLIGHTRATIO10%.json
60 | 30 | 8 | 90 | 30% | 30% | 3600 | 8 | 38 | 1.4 | 0.35 | 47.7105 | 1.0039 | 48.7144 | WIDTH50_LENGTH40_HIGHT12_ORIENTATION90_WINDOWSRATIO30%_SKYLIGHTRATIO10%_3Dview.png | WIDTH50_LENGTH40_HIGHT12_ORIENTATION90_WINDOWSRATIO30%_SKYLIGHTRATIO10%.json
40 | 40 | 8 | 90 | 30% | 30% | 3200 | 18 | 18 | 1.4 | 0.35 | 50.3386 | 0.92825 | 51.2669 | WIDTH60_LENGTH40_HIGHT12_ORIENTATION90_WINDOWSRATIO30%_SKYLIGHTRATIO10%_3Dview.png | WIDTH60_LENGTH40_HIGHT12_ORIENTATION90_WINDOWSRATIO30%_SKYLIGHTRATIO10%.json
30 | 60 | 8 | 90 | 30% | 30% | 3600 | 38 | 8 | 1.4 | 0.35 | 47.7784 | 0.9184 | 48.6968 | WIDTH30_LENGTH50_HIGHT12_ORIENTATION90_WINDOWSRATIO30%_SKYLIGHTRATIO10%_3Dview.png | WIDTH30_LENGTH50_HIGHT12_ORIENTATION90_WINDOWSRATIO30%_SKYLIGHTRATIO10%.json
60 | 30 | 8 | 135 | 30% | 30% | 3600 | 8 | 38 | 1.4 | 0.35 | 47.6097 | 1.0284 | 48.6381 | WIDTH40_LENGTH50_HIGHT12_ORIENTATION90_WINDOWSRATIO30%_SKYLIGHTRATIO10%_3Dview.png | WIDTH40_LENGTH50_HIGHT12_ORIENTATION90_WINDOWSRATIO30%_SKYLIGHTRATIO10%.json
40 | 40 | 8 | 135 | 30% | 30% | 3200 | 18 | 18 | 1.4 | 0.35 | 50.2121 | 0.99912 | 51.2112 | WIDTH50_LENGTH50_HIGHT12_ORIENTATION90_WINDOWSRATIO30%_SKYLIGHTRATIO10%_3Dview.png | WIDTH50_LENGTH50_HIGHT12_ORIENTATION90_WINDOWSRATIO30%_SKYLIGHTRATIO10%.json
30 | 60 | 8 | 135 | 30% | 30% | 3600 | 38 | 8 | 1.4 | 0.35 | 56.8336 | 1.868 | 58.7016 | WIDTH60_LENGTH50_HIGHT12_ORIENTATION90_WINDOWSRATIO30%_SKYLIGHTRATIO10%_3Dview.png | WIDTH60_LENGTH50_HIGHT12_ORIENTATION90_WINDOWSRATIO30%_SKYLIGHTRATIO10%.json
60 | 30 | 8 | 180 | 30% | 30% | 3600 | 8 | 38 | 1.4 | 0.35 | 47.7812 | 0.91666 | 48.6978 | WIDTH30_LENGTH60_HIGHT12_ORIENTATION90_WINDOWSRATIO30%_SKYLIGHTRATIO10%_3Dview.png | WIDTH30_LENGTH60_HIGHT12_ORIENTATION90_WINDOWSRATIO30%_SKYLIGHTRATIO10%.json
40 | 40 | 8 | 180 | 30% | 30% | 3200 | 18 | 18 | 1.4 | 0.35 | 50.3377 | 0.92926 | 51.267 | WIDTH40_LENGTH60_HIGHT12_ORIENTATION90_WINDOWSRATIO30%_SKYLIGHTRATIO10%_3Dview.png | WIDTH40_LENGTH60_HIGHT12_ORIENTATION90_WINDOWSRATIO30%_SKYLIGHTRATIO10%.json
30 | 60 | 8 | 180 | 30% | 30% | 3600 | 38 | 8 | 1.4 | 0.35 | 47.7077 | 1.0049 | 48.7126 | WIDTH50_LENGTH60_HIGHT12_ORIENTATION90_WINDOWSRATIO30%_SKYLIGHTRATIO10%_3Dview.png | WIDTH50_LENGTH60_HIGHT12_ORIENTATION90_WINDOWSRATIO30%_SKYLIGHTRATIO10%.json
60 | 30 | 8 | 225 | 30% | 30% | 3600 | 8 | 38 | 1.4 | 0.35 | 47.6089 | 1.0382 | 48.6471 | WIDTH60_LENGTH60_HIGHT12_ORIENTATION90_WINDOWSRATIO30%_SKYLIGHTRATIO10%_3Dview.png | WIDTH60_LENGTH60_HIGHT12_ORIENTATION90_WINDOWSRATIO30%_SKYLIGHTRATIO10%.json
40 | 40 | 8 | 225 | 30% | 30% | 3200 | 18 | 18 | 1.4 | 0.35 | 50.2229 | 0.99003 | 51.2129 | WIDTH30_LENGTH30_HIGHT16_ORIENTATION90_WINDOWSRATIO30%_SKYLIGHTRATIO10%_3Dview.png | WIDTH30_LENGTH30_HIGHT16_ORIENTATION90_WINDOWSRATIO30%_SKYLIGHTRATIO10%.json
30 | 60 | 8 | 225 | 30% | 30% | 3600 | 38 | 8 | 1.4 | 0.35 | 47.6131 | 1.0275 | 48.6405 | WIDTH40_LENGTH30_HIGHT16_ORIENTATION90_WINDOWSRATIO30%_SKYLIGHTRATIO10%_3Dview.png | WIDTH40_LENGTH30_HIGHT16_ORIENTATION90_WINDOWSRATIO30%_SKYLIGHTRATIO10%.json
60 | 30 | 8 | 270 | 30% | 30% | 3600 | 8 | 38 | 1.4 | 0.35 | 47.7105 | 1.0039 | 48.7144 | WIDTH50_LENGTH30_HIGHT16_ORIENTATION90_WINDOWSRATIO30%_SKYLIGHTRATIO10%_3Dview.png | WIDTH50_LENGTH30_HIGHT16_ORIENTATION90_WINDOWSRATIO30%_SKYLIGHTRATIO10%.json
40 | 40 | 8 | 270 | 30% | 30% | 3200 | 18 | 18 | 1.4 | 0.35 | 50.3386 | 0.92825 | 51.2669 | WIDTH60_LENGTH30_HIGHT16_ORIENTATION90_WINDOWSRATIO30%_SKYLIGHTRATIO10%_3Dview.png | WIDTH60_LENGTH30_HIGHT16_ORIENTATION90_WINDOWSRATIO30%_SKYLIGHTRATIO10%.json
30 | 60 | 8 | 270 | 30% | 30% | 3600 | 38 | 8 | 1.4 | 0.35 | 47.7784 | 0.9184 | 48.6968 | WIDTH30_LENGTH40_HIGHT16_ORIENTATION90_WINDOWSRATIO30%_SKYLIGHTRATIO10%_3Dview.png | WIDTH30_LENGTH40_HIGHT16_ORIENTATION90_WINDOWSRATIO30%_SKYLIGHTRATIO10%.json
60 | 30 | 8 | 315 | 30% | 30% | 3600 | 8 | 38 | 1.4 | 0.35 | 47.6227 | 1.0226 | 48.6454 | WIDTH40_LENGTH40_HIGHT16_ORIENTATION90_WINDOWSRATIO30%_SKYLIGHTRATIO10%_3Dview.png | WIDTH40_LENGTH40_HIGHT16_ORIENTATION90_WINDOWSRATIO30%_SKYLIGHTRATIO10%.json
40 | 40 | 8 | 315 | 30% | 30% | 3200 | 18 | 18 | 1.4 | 0.35 | 50.2121 | 0.99912 | 51.2112 | WIDTH50_LENGTH40_HIGHT16_ORIENTATION90_WINDOWSRATIO30%_SKYLIGHTRATIO10%_3Dview.png | WIDTH50_LENGTH40_HIGHT16_ORIENTATION90_WINDOWSRATIO30%_SKYLIGHTRATIO10%.json
30 | 60 | 8 | 315 | 30% | 30% | 3600 | 38 | 8 | 1.4 | 0.35 | 47.6062 | 1.0402 | 48.6464 | WIDTH60_LENGTH40_HIGHT16_ORIENTATION90_WINDOWSRATIO30%_SKYLIGHTRATIO10%_3Dview.png | WIDTH60_LENGTH40_HIGHT16_ORIENTATION90_WINDOWSRATIO30%_SKYLIGHTRATIO10%.json
60 | 30 | 8 | 0 | 40% | 30% | 3600 | 8 | 38 | 1.4 | 0.35 | 48.3326 | 0.77598 | 49.1085 | WIDTH30_LENGTH50_HIGHT16_ORIENTATION90_WINDOWSRATIO30%_SKYLIGHTRATIO10%_3Dview.png | WIDTH30_LENGTH50_HIGHT16_ORIENTATION90_WINDOWSRATIO30%_SKYLIGHTRATIO10%.json
40 | 40 | 8 | 0 | 40% | 30% | 3200 | 18 | 18 | 1.4 | 0.35 | 46.6974 | 0.7949 | 47.4923 | WIDTH40_LENGTH50_HIGHT16_ORIENTATION90_WINDOWSRATIO30%_SKYLIGHTRATIO10%_3Dview.png | WIDTH40_LENGTH50_HIGHT16_ORIENTATION90_WINDOWSRATIO30%_SKYLIGHTRATIO10%.json
30 | 60 | 8 | 0 | 40% | 30% | 3600 | 38 | 8 | 1.4 | 0.35 | 48.2152 | 0.86203 | 49.0772 | WIDTH50_LENGTH50_HIGHT16_ORIENTATION90_WINDOWSRATIO30%_SKYLIGHTRATIO10%_3Dview.png | WIDTH50_LENGTH50_HIGHT16_ORIENTATION90_WINDOWSRATIO30%_SKYLIGHTRATIO10%.json
60 | 30 | 8 | 45 | 40% | 30% | 3600 | 8 | 38 | 1.4 | 0.35 | 48.1342 | 0.89414 | 49.0284 | WIDTH60_LENGTH50_HIGHT16_ORIENTATION90_WINDOWSRATIO30%_SKYLIGHTRATIO10%_3Dview.png | WIDTH60_LENGTH50_HIGHT16_ORIENTATION90_WINDOWSRATIO30%_SKYLIGHTRATIO10%.json
40 | 40 | 8 | 45 | 40% | 30% | 3200 | 18 | 18 | 1.4 | 0.35 | 46.5664 | 0.86035 | 47.4267 | WIDTH30_LENGTH60_HIGHT16_ORIENTATION90_WINDOWSRATIO30%_SKYLIGHTRATIO10%_3Dview.png | WIDTH30_LENGTH60_HIGHT16_ORIENTATION90_WINDOWSRATIO30%_SKYLIGHTRATIO10%.json
30 | 60 | 8 | 45 | 40% | 30% | 3600 | 38 | 8 | 1.4 | 0.35 | 57.4738 | 1.7255 | 59.1993 | WIDTH40_LENGTH60_HIGHT16_ORIENTATION90_WINDOWSRATIO30%_SKYLIGHTRATIO10%_3Dview.png | WIDTH40_LENGTH60_HIGHT16_ORIENTATION90_WINDOWSRATIO30%_SKYLIGHTRATIO10%.json
60 | 30 | 8 | 90 | 40% | 30% | 3600 | 8 | 38 | 1.4 | 0.35 | 48.2181 | 0.86005 | 49.0781 | WIDTH50_LENGTH60_HIGHT16_ORIENTATION90_WINDOWSRATIO30%_SKYLIGHTRATIO10%_3Dview.png | WIDTH50_LENGTH60_HIGHT16_ORIENTATION90_WINDOWSRATIO30%_SKYLIGHTRATIO10%.json
40 | 40 | 8 | 90 | 40% | 30% | 3200 | 18 | 18 | 1.4 | 0.35 | 46.698 | 0.79368 | 47.4917 | WIDTH60_LENGTH60_HIGHT16_ORIENTATION90_WINDOWSRATIO30%_SKYLIGHTRATIO10%_3Dview.png | WIDTH60_LENGTH60_HIGHT16_ORIENTATION90_WINDOWSRATIO30%_SKYLIGHTRATIO10%.json
30 | 60 | 8 | 90 | 40% | 30% | 3600 | 38 | 8 | 1.4 | 0.35 | 48.3301 | 0.77748 | 49.1076 | WIDTH30_LENGTH30_HIGHT8_ORIENTATION135_WINDOWSRATIO30%_SKYLIGHTRATIO10%_3Dview.png | WIDTH30_LENGTH30_HIGHT8_ORIENTATION135_WINDOWSRATIO30%_SKYLIGHTRATIO10%.json
60 | 30 | 8 | 135 | 40% | 30% | 3600 | 8 | 38 | 1.4 | 0.35 | 48.1478 | 0.88492 | 49.0327 | WIDTH40_LENGTH30_HIGHT8_ORIENTATION135_WINDOWSRATIO30%_SKYLIGHTRATIO10%_3Dview.png | WIDTH40_LENGTH30_HIGHT8_ORIENTATION135_WINDOWSRATIO30%_SKYLIGHTRATIO10%.json
40 | 40 | 8 | 135 | 40% | 30% | 3200 | 18 | 18 | 1.4 | 0.35 | 46.57 | 0.8638 | 47.4338 | WIDTH50_LENGTH30_HIGHT8_ORIENTATION135_WINDOWSRATIO30%_SKYLIGHTRATIO10%_3Dview.png | WIDTH50_LENGTH30_HIGHT8_ORIENTATION135_WINDOWSRATIO30%_SKYLIGHTRATIO10%.json
30 | 60 | 8 | 135 | 40% | 30% | 3600 | 38 | 8 | 1.4 | 0.35 | 57.4976 | 1.7278 | 59.2254 | WIDTH60_LENGTH30_HIGHT8_ORIENTATION135_WINDOWSRATIO30%_SKYLIGHTRATIO10%_3Dview.png | WIDTH60_LENGTH30_HIGHT8_ORIENTATION135_WINDOWSRATIO30%_SKYLIGHTRATIO10%.json
60 | 30 | 8 | 180 | 40% | 30% | 3600 | 8 | 38 | 1.4 | 0.35 | 48.3326 | 0.77598 | 49.1085 | WIDTH30_LENGTH40_HIGHT8_ORIENTATION135_WINDOWSRATIO30%_SKYLIGHTRATIO10%_3Dview.png | WIDTH30_LENGTH40_HIGHT8_ORIENTATION135_WINDOWSRATIO30%_SKYLIGHTRATIO10%.json
40 | 40 | 8 | 180 | 40% | 30% | 3200 | 18 | 18 | 1.4 | 0.35 | 46.6974 | 0.7949 | 47.4923 | WIDTH40_LENGTH40_HIGHT8_ORIENTATION135_WINDOWSRATIO30%_SKYLIGHTRATIO10%_3Dview.png | WIDTH40_LENGTH40_HIGHT8_ORIENTATION135_WINDOWSRATIO30%_SKYLIGHTRATIO10%.json
30 | 60 | 8 | 180 | 40% | 30% | 3600 | 38 | 8 | 1.4 | 0.35 | 48.2152 | 0.86203 | 49.0772 | WIDTH50_LENGTH40_HIGHT8_ORIENTATION135_WINDOWSRATIO30%_SKYLIGHTRATIO10%_3Dview.png | WIDTH50_LENGTH40_HIGHT8_ORIENTATION135_WINDOWSRATIO30%_SKYLIGHTRATIO10%.json
60 | 30 | 8 | 225 | 40% | 30% | 3600 | 8 | 38 | 1.4 | 0.35 | 48.1342 | 0.89414 | 49.0284 | WIDTH60_LENGTH40_HIGHT8_ORIENTATION135_WINDOWSRATIO30%_SKYLIGHTRATIO10%_3Dview.png | WIDTH60_LENGTH40_HIGHT8_ORIENTATION135_WINDOWSRATIO30%_SKYLIGHTRATIO10%.json
40 | 40 | 8 | 225 | 40% | 30% | 3200 | 18 | 18 | 1.4 | 0.35 | 46.5803 | 0.85306 | 47.4333 | WIDTH30_LENGTH50_HIGHT8_ORIENTATION135_WINDOWSRATIO30%_SKYLIGHTRATIO10%_3Dview.png | WIDTH30_LENGTH50_HIGHT8_ORIENTATION135_WINDOWSRATIO30%_SKYLIGHTRATIO10%.json
30 | 60 | 8 | 225 | 40% | 30% | 3600 | 38 | 8 | 1.4 | 0.35 | 48.1502 | 0.88393 | 49.0341 | WIDTH40_LENGTH50_HIGHT8_ORIENTATION135_WINDOWSRATIO30%_SKYLIGHTRATIO10%_3Dview.png | WIDTH40_LENGTH50_HIGHT8_ORIENTATION135_WINDOWSRATIO30%_SKYLIGHTRATIO10%.json
60 | 30 | 8 | 270 | 40% | 30% | 3600 | 8 | 38 | 1.4 | 0.35 | 48.2181 | 0.86005 | 49.0781 | WIDTH50_LENGTH50_HIGHT8_ORIENTATION135_WINDOWSRATIO30%_SKYLIGHTRATIO10%_3Dview.png | WIDTH50_LENGTH50_HIGHT8_ORIENTATION135_WINDOWSRATIO30%_SKYLIGHTRATIO10%.json
40 | 40 | 8 | 270 | 40% | 30% | 3200 | 18 | 18 | 1.4 | 0.35 | 46.698 | 0.79368 | 47.4917 | WIDTH60_LENGTH50_HIGHT8_ORIENTATION135_WINDOWSRATIO30%_SKYLIGHTRATIO10%_3Dview.png | WIDTH60_LENGTH50_HIGHT8_ORIENTATION135_WINDOWSRATIO30%_SKYLIGHTRATIO10%.json
30 | 60 | 8 | 270 | 40% | 30% | 3600 | 38 | 8 | 1.4 | 0.35 | 48.3301 | 0.77748 | 49.1076 | WIDTH30_LENGTH60_HIGHT8_ORIENTATION135_WINDOWSRATIO30%_SKYLIGHTRATIO10%_3Dview.png | WIDTH30_LENGTH60_HIGHT8_ORIENTATION135_WINDOWSRATIO30%_SKYLIGHTRATIO10%.json
60 | 30 | 8 | 315 | 40% | 30% | 3600 | 8 | 38 | 1.4 | 0.35 | 48.1586 | 0.87973 | 49.0384 | WIDTH40_LENGTH60_HIGHT8_ORIENTATION135_WINDOWSRATIO30%_SKYLIGHTRATIO10%_3Dview.png | WIDTH40_LENGTH60_HIGHT8_ORIENTATION135_WINDOWSRATIO30%_SKYLIGHTRATIO10%.json
40 | 40 | 8 | 315 | 40% | 30% | 3200 | 18 | 18 | 1.4 | 0.35 | 46.57 | 0.8638 | 47.4338 | WIDTH50_LENGTH60_HIGHT8_ORIENTATION135_WINDOWSRATIO30%_SKYLIGHTRATIO10%_3Dview.png | WIDTH50_LENGTH60_HIGHT8_ORIENTATION135_WINDOWSRATIO30%_SKYLIGHTRATIO10%.json
30 | 60 | 8 | 315 | 40% | 30% | 3600 | 38 | 8 | 1.4 | 0.35 | 48.1305 | 0.89521 | 49.0257 | WIDTH60_LENGTH60_HIGHT8_ORIENTATION135_WINDOWSRATIO30%_SKYLIGHTRATIO10%_3Dview.png | WIDTH60_LENGTH60_HIGHT8_ORIENTATION135_WINDOWSRATIO30%_SKYLIGHTRATIO10%.json
60 | 30 | 8 | 0 | 10% | 40% | 3600 | 8 | 38 | 1.4 | 0.35 | 48.1182 | 1.2549 | 49.3731 | WIDTH30_LENGTH30_HIGHT12_ORIENTATION135_WINDOWSRATIO30%_SKYLIGHTRATIO10%_3Dview.png | WIDTH30_LENGTH30_HIGHT12_ORIENTATION135_WINDOWSRATIO30%_SKYLIGHTRATIO10%.json
40 | 40 | 8 | 0 | 10% | 40% | 3200 | 18 | 18 | 1.4 | 0.35 | 49.0154 | 1.247 | 50.2623 | WIDTH40_LENGTH30_HIGHT12_ORIENTATION135_WINDOWSRATIO30%_SKYLIGHTRATIO10%_3Dview.png | WIDTH40_LENGTH30_HIGHT12_ORIENTATION135_WINDOWSRATIO30%_SKYLIGHTRATIO10%.json
30 | 60 | 8 | 0 | 10% | 40% | 3600 | 38 | 8 | 1.4 | 0.35 | 48.1034 | 1.3182 | 49.4217 | WIDTH50_LENGTH30_HIGHT12_ORIENTATION135_WINDOWSRATIO30%_SKYLIGHTRATIO10%_3Dview.png | WIDTH50_LENGTH30_HIGHT12_ORIENTATION135_WINDOWSRATIO30%_SKYLIGHTRATIO10%.json
60 | 30 | 8 | 45 | 10% | 40% | 3600 | 8 | 38 | 1.4 | 0.35 | 48.0277 | 1.3414 | 49.3692 | WIDTH60_LENGTH30_HIGHT12_ORIENTATION135_WINDOWSRATIO30%_SKYLIGHTRATIO10%_3Dview.png | WIDTH60_LENGTH30_HIGHT12_ORIENTATION135_WINDOWSRATIO30%_SKYLIGHTRATIO10%.json
40 | 40 | 8 | 45 | 10% | 40% | 3200 | 18 | 18 | 1.4 | 0.35 | 48.8829 | 1.311 | 50.1938 | WIDTH30_LENGTH40_HIGHT12_ORIENTATION135_WINDOWSRATIO30%_SKYLIGHTRATIO10%_3Dview.png | WIDTH30_LENGTH40_HIGHT12_ORIENTATION135_WINDOWSRATIO30%_SKYLIGHTRATIO10%.json
30 | 60 | 8 | 45 | 10% | 40% | 3600 | 38 | 8 | 1.4 | 0.35 | 55.3319 | 2.1501 | 57.482 | WIDTH40_LENGTH40_HIGHT12_ORIENTATION135_WINDOWSRATIO30%_SKYLIGHTRATIO10%_3Dview.png | WIDTH40_LENGTH40_HIGHT12_ORIENTATION135_WINDOWSRATIO30%_SKYLIGHTRATIO10%.json
60 | 30 | 8 | 90 | 10% | 40% | 3600 | 8 | 38 | 1.4 | 0.35 | 48.1078 | 1.3154 | 49.4232 | WIDTH50_LENGTH40_HIGHT12_ORIENTATION135_WINDOWSRATIO30%_SKYLIGHTRATIO10%_3Dview.png | WIDTH50_LENGTH40_HIGHT12_ORIENTATION135_WINDOWSRATIO30%_SKYLIGHTRATIO10%.json
40 | 40 | 8 | 90 | 10% | 40% | 3200 | 18 | 18 | 1.4 | 0.35 | 49.0167 | 1.245 | 50.2616 | WIDTH60_LENGTH40_HIGHT12_ORIENTATION135_WINDOWSRATIO30%_SKYLIGHTRATIO10%_3Dview.png | WIDTH60_LENGTH40_HIGHT12_ORIENTATION135_WINDOWSRATIO30%_SKYLIGHTRATIO10%.json
30 | 60 | 8 | 90 | 10% | 40% | 3600 | 38 | 8 | 1.4 | 0.35 | 48.1133 | 1.2574 | 49.3706 | WIDTH30_LENGTH50_HIGHT12_ORIENTATION135_WINDOWSRATIO30%_SKYLIGHTRATIO10%_3Dview.png | WIDTH30_LENGTH50_HIGHT12_ORIENTATION135_WINDOWSRATIO30%_SKYLIGHTRATIO10%.json
60 | 30 | 8 | 135 | 10% | 40% | 3600 | 8 | 38 | 1.4 | 0.35 | 48.0162 | 1.3302 | 49.3463 | WIDTH40_LENGTH50_HIGHT12_ORIENTATION135_WINDOWSRATIO30%_SKYLIGHTRATIO10%_3Dview.png | WIDTH40_LENGTH50_HIGHT12_ORIENTATION135_WINDOWSRATIO30%_SKYLIGHTRATIO10%.json
40 | 40 | 8 | 135 | 10% | 40% | 3200 | 18 | 18 | 1.4 | 0.35 | 48.8881 | 1.3159 | 50.204 | WIDTH50_LENGTH50_HIGHT12_ORIENTATION135_WINDOWSRATIO30%_SKYLIGHTRATIO10%_3Dview.png | WIDTH50_LENGTH50_HIGHT12_ORIENTATION135_WINDOWSRATIO30%_SKYLIGHTRATIO10%.json
30 | 60 | 8 | 135 | 10% | 40% | 3600 | 38 | 8 | 1.4 | 0.35 | 55.2987 | 2.1773 | 57.476 | WIDTH60_LENGTH50_HIGHT12_ORIENTATION135_WINDOWSRATIO30%_SKYLIGHTRATIO10%_3Dview.png | WIDTH60_LENGTH50_HIGHT12_ORIENTATION135_WINDOWSRATIO30%_SKYLIGHTRATIO10%.json
60 | 30 | 8 | 180 | 10% | 40% | 3600 | 8 | 38 | 1.4 | 0.35 | 48.1182 | 1.2549 | 49.3731 | WIDTH30_LENGTH60_HIGHT12_ORIENTATION135_WINDOWSRATIO30%_SKYLIGHTRATIO10%_3Dview.png | WIDTH30_LENGTH60_HIGHT12_ORIENTATION135_WINDOWSRATIO30%_SKYLIGHTRATIO10%.json
40 | 40 | 8 | 180 | 10% | 40% | 3200 | 18 | 18 | 1.4 | 0.35 | 49.0154 | 1.247 | 50.2623 | WIDTH40_LENGTH60_HIGHT12_ORIENTATION135_WINDOWSRATIO30%_SKYLIGHTRATIO10%_3Dview.png | WIDTH40_LENGTH60_HIGHT12_ORIENTATION135_WINDOWSRATIO30%_SKYLIGHTRATIO10%.json
30 | 60 | 8 | 180 | 10% | 40% | 3600 | 38 | 8 | 1.4 | 0.35 | 48.1034 | 1.3182 | 49.4217 | WIDTH50_LENGTH60_HIGHT12_ORIENTATION135_WINDOWSRATIO30%_SKYLIGHTRATIO10%_3Dview.png | WIDTH50_LENGTH60_HIGHT12_ORIENTATION135_WINDOWSRATIO30%_SKYLIGHTRATIO10%.json
60 | 30 | 8 | 225 | 10% | 40% | 3600 | 8 | 38 | 1.4 | 0.35 | 47.9723 | 1.3601 | 49.3323 | WIDTH60_LENGTH60_HIGHT12_ORIENTATION135_WINDOWSRATIO30%_SKYLIGHTRATIO10%_3Dview.png | WIDTH60_LENGTH60_HIGHT12_ORIENTATION135_WINDOWSRATIO30%_SKYLIGHTRATIO10%.json
40 | 40 | 8 | 225 | 10% | 40% | 3200 | 18 | 18 | 1.4 | 0.35 | 48.9217 | 1.295 | 50.2167 | WIDTH30_LENGTH30_HIGHT16_ORIENTATION135_WINDOWSRATIO30%_SKYLIGHTRATIO10%_3Dview.png | WIDTH30_LENGTH30_HIGHT16_ORIENTATION135_WINDOWSRATIO30%_SKYLIGHTRATIO10%.json
30 | 60 | 8 | 225 | 10% | 40% | 3600 | 38 | 8 | 1.4 | 0.35 | 48.005 | 1.3375 | 49.3425 | WIDTH40_LENGTH30_HIGHT16_ORIENTATION135_WINDOWSRATIO30%_SKYLIGHTRATIO10%_3Dview.png | WIDTH40_LENGTH30_HIGHT16_ORIENTATION135_WINDOWSRATIO30%_SKYLIGHTRATIO10%.json
60 | 30 | 8 | 270 | 10% | 40% | 3600 | 8 | 38 | 1.4 | 0.35 | 48.1078 | 1.3154 | 49.4232 | WIDTH50_LENGTH30_HIGHT16_ORIENTATION135_WINDOWSRATIO30%_SKYLIGHTRATIO10%_3Dview.png | WIDTH50_LENGTH30_HIGHT16_ORIENTATION135_WINDOWSRATIO30%_SKYLIGHTRATIO10%.json
40 | 40 | 8 | 270 | 10% | 40% | 3200 | 18 | 18 | 1.4 | 0.35 | 49.0167 | 1.245 | 50.2616 | WIDTH60_LENGTH30_HIGHT16_ORIENTATION135_WINDOWSRATIO30%_SKYLIGHTRATIO10%_3Dview.png | WIDTH60_LENGTH30_HIGHT16_ORIENTATION135_WINDOWSRATIO30%_SKYLIGHTRATIO10%.json
30 | 60 | 8 | 270 | 10% | 40% | 3600 | 38 | 8 | 1.4 | 0.35 | 48.1133 | 1.2574 | 49.3706 | WIDTH30_LENGTH40_HIGHT16_ORIENTATION135_WINDOWSRATIO30%_SKYLIGHTRATIO10%_3Dview.png | WIDTH30_LENGTH40_HIGHT16_ORIENTATION135_WINDOWSRATIO30%_SKYLIGHTRATIO10%.json
60 | 30 | 8 | 315 | 10% | 40% | 3600 | 8 | 38 | 1.4 | 0.35 | 47.9783 | 1.3461 | 49.3243 | WIDTH40_LENGTH40_HIGHT16_ORIENTATION135_WINDOWSRATIO30%_SKYLIGHTRATIO10%_3Dview.png | WIDTH40_LENGTH40_HIGHT16_ORIENTATION135_WINDOWSRATIO30%_SKYLIGHTRATIO10%.json
40 | 40 | 8 | 315 | 10% | 40% | 3200 | 18 | 18 | 1.4 | 0.35 | 48.924 | 1.2964 | 50.2204 | WIDTH50_LENGTH40_HIGHT16_ORIENTATION135_WINDOWSRATIO30%_SKYLIGHTRATIO10%_3Dview.png | WIDTH50_LENGTH40_HIGHT16_ORIENTATION135_WINDOWSRATIO30%_SKYLIGHTRATIO10%.json
30 | 60 | 8 | 315 | 10% | 40% | 3600 | 38 | 8 | 1.4 | 0.35 | 47.978 | 1.3587 | 49.3368 | WIDTH60_LENGTH40_HIGHT16_ORIENTATION135_WINDOWSRATIO30%_SKYLIGHTRATIO10%_3Dview.png | WIDTH60_LENGTH40_HIGHT16_ORIENTATION135_WINDOWSRATIO30%_SKYLIGHTRATIO10%.json
60 | 30 | 8 | 0 | 20% | 40% | 3600 | 8 | 38 | 1.4 | 0.35 | 47.262 | 1.0403 | 48.3024 | WIDTH30_LENGTH50_HIGHT16_ORIENTATION135_WINDOWSRATIO30%_SKYLIGHTRATIO10%_3Dview.png | WIDTH30_LENGTH50_HIGHT16_ORIENTATION135_WINDOWSRATIO30%_SKYLIGHTRATIO10%.json
40 | 40 | 8 | 0 | 20% | 40% | 3200 | 18 | 18 | 1.4 | 0.35 | 49.8508 | 1.0386 | 50.8894 | WIDTH40_LENGTH50_HIGHT16_ORIENTATION135_WINDOWSRATIO30%_SKYLIGHTRATIO10%_3Dview.png | WIDTH40_LENGTH50_HIGHT16_ORIENTATION135_WINDOWSRATIO30%_SKYLIGHTRATIO10%.json
30 | 60 | 8 | 0 | 20% | 40% | 3600 | 38 | 8 | 1.4 | 0.35 | 48.9351 | 1.1146 | 50.0497 | WIDTH50_LENGTH50_HIGHT16_ORIENTATION135_WINDOWSRATIO30%_SKYLIGHTRATIO10%_3Dview.png | WIDTH50_LENGTH50_HIGHT16_ORIENTATION135_WINDOWSRATIO30%_SKYLIGHTRATIO10%.json
60 | 30 | 8 | 45 | 20% | 40% | 3600 | 8 | 38 | 1.4 | 0.35 | 47.1382 | 1.138 | 48.2763 | WIDTH60_LENGTH50_HIGHT16_ORIENTATION135_WINDOWSRATIO30%_SKYLIGHTRATIO10%_3Dview.png | WIDTH60_LENGTH50_HIGHT16_ORIENTATION135_WINDOWSRATIO30%_SKYLIGHTRATIO10%.json
40 | 40 | 8 | 45 | 20% | 40% | 3200 | 18 | 18 | 1.4 | 0.35 | 49.7137 | 1.1072 | 50.8209 | WIDTH30_LENGTH60_HIGHT16_ORIENTATION135_WINDOWSRATIO30%_SKYLIGHTRATIO10%_3Dview.png | WIDTH30_LENGTH60_HIGHT16_ORIENTATION135_WINDOWSRATIO30%_SKYLIGHTRATIO10%.json
30 | 60 | 8 | 45 | 20% | 40% | 3600 | 38 | 8 | 1.4 | 0.35 | 56.2465 | 1.9568 | 58.2033 | WIDTH40_LENGTH60_HIGHT16_ORIENTATION135_WINDOWSRATIO30%_SKYLIGHTRATIO10%_3Dview.png | WIDTH40_LENGTH60_HIGHT16_ORIENTATION135_WINDOWSRATIO30%_SKYLIGHTRATIO10%.json
60 | 30 | 8 | 90 | 20% | 40% | 3600 | 8 | 38 | 1.4 | 0.35 | 47.2133 | 1.1117 | 48.325 | WIDTH50_LENGTH60_HIGHT16_ORIENTATION135_WINDOWSRATIO30%_SKYLIGHTRATIO10%_3Dview.png | WIDTH50_LENGTH60_HIGHT16_ORIENTATION135_WINDOWSRATIO30%_SKYLIGHTRATIO10%.json
40 | 40 | 8 | 90 | 20% | 40% | 3200 | 18 | 18 | 1.4 | 0.35 | 49.8503 | 1.038 | 50.8882 | WIDTH60_LENGTH60_HIGHT16_ORIENTATION135_WINDOWSRATIO30%_SKYLIGHTRATIO10%_3Dview.png | WIDTH60_LENGTH60_HIGHT16_ORIENTATION135_WINDOWSRATIO30%_SKYLIGHTRATIO10%.json
30 | 60 | 8 | 90 | 20% | 40% | 3600 | 38 | 8 | 1.4 | 0.35 | 48.9833 | 1.0427 | 50.0261 | WIDTH30_LENGTH30_HIGHT8_ORIENTATION180_WINDOWSRATIO30%_SKYLIGHTRATIO10%_3Dview.png | WIDTH30_LENGTH30_HIGHT8_ORIENTATION180_WINDOWSRATIO30%_SKYLIGHTRATIO10%.json
60 | 30 | 8 | 135 | 20% | 40% | 3600 | 8 | 38 | 1.4 | 0.35 | 47.1255 | 1.1281 | 48.2536 | WIDTH40_LENGTH30_HIGHT8_ORIENTATION180_WINDOWSRATIO30%_SKYLIGHTRATIO10%_3Dview.png | WIDTH40_LENGTH30_HIGHT8_ORIENTATION180_WINDOWSRATIO30%_SKYLIGHTRATIO10%.json
40 | 40 | 8 | 135 | 20% | 40% | 3200 | 18 | 18 | 1.4 | 0.35 | 49.7129 | 1.1139 | 50.8268 | WIDTH50_LENGTH30_HIGHT8_ORIENTATION180_WINDOWSRATIO30%_SKYLIGHTRATIO10%_3Dview.png | WIDTH50_LENGTH30_HIGHT8_ORIENTATION180_WINDOWSRATIO30%_SKYLIGHTRATIO10%.json
30 | 60 | 8 | 135 | 20% | 40% | 3600 | 38 | 8 | 1.4 | 0.35 | 56.2348 | 1.9777 | 58.2124 | WIDTH60_LENGTH30_HIGHT8_ORIENTATION180_WINDOWSRATIO30%_SKYLIGHTRATIO10%_3Dview.png | WIDTH60_LENGTH30_HIGHT8_ORIENTATION180_WINDOWSRATIO30%_SKYLIGHTRATIO10%.json
60 | 30 | 8 | 180 | 20% | 40% | 3600 | 8 | 38 | 1.4 | 0.35 | 47.262 | 1.0403 | 48.3024 | WIDTH30_LENGTH40_HIGHT8_ORIENTATION180_WINDOWSRATIO30%_SKYLIGHTRATIO10%_3Dview.png | WIDTH30_LENGTH40_HIGHT8_ORIENTATION180_WINDOWSRATIO30%_SKYLIGHTRATIO10%.json
40 | 40 | 8 | 180 | 20% | 40% | 3200 | 18 | 18 | 1.4 | 0.35 | 49.8508 | 1.0386 | 50.8894 | WIDTH40_LENGTH40_HIGHT8_ORIENTATION180_WINDOWSRATIO30%_SKYLIGHTRATIO10%_3Dview.png | WIDTH40_LENGTH40_HIGHT8_ORIENTATION180_WINDOWSRATIO30%_SKYLIGHTRATIO10%.json
30 | 60 | 8 | 180 | 20% | 40% | 3600 | 38 | 8 | 1.4 | 0.35 | 48.9351 | 1.1146 | 50.0497 | WIDTH50_LENGTH40_HIGHT8_ORIENTATION180_WINDOWSRATIO30%_SKYLIGHTRATIO10%_3Dview.png | WIDTH50_LENGTH40_HIGHT8_ORIENTATION180_WINDOWSRATIO30%_SKYLIGHTRATIO10%.json
60 | 30 | 8 | 225 | 20% | 40% | 3600 | 8 | 38 | 1.4 | 0.35 | 48.8214 | 1.1539 | 49.9753 | WIDTH60_LENGTH40_HIGHT8_ORIENTATION180_WINDOWSRATIO30%_SKYLIGHTRATIO10%_3Dview.png | WIDTH60_LENGTH40_HIGHT8_ORIENTATION180_WINDOWSRATIO30%_SKYLIGHTRATIO10%.json
40 | 40 | 8 | 225 | 20% | 40% | 3200 | 18 | 18 | 1.4 | 0.35 | 49.7448 | 1.0922 | 50.837 | WIDTH30_LENGTH50_HIGHT8_ORIENTATION180_WINDOWSRATIO30%_SKYLIGHTRATIO10%_3Dview.png | WIDTH30_LENGTH50_HIGHT8_ORIENTATION180_WINDOWSRATIO30%_SKYLIGHTRATIO10%.json
30 | 60 | 8 | 225 | 20% | 40% | 3600 | 38 | 8 | 1.4 | 0.35 | 48.8422 | 1.1327 | 49.975 | WIDTH40_LENGTH50_HIGHT8_ORIENTATION180_WINDOWSRATIO30%_SKYLIGHTRATIO10%_3Dview.png | WIDTH40_LENGTH50_HIGHT8_ORIENTATION180_WINDOWSRATIO30%_SKYLIGHTRATIO10%.json
60 | 30 | 8 | 270 | 20% | 40% | 3600 | 8 | 38 | 1.4 | 0.35 | 47.2133 | 1.1117 | 48.325 | WIDTH50_LENGTH50_HIGHT8_ORIENTATION180_WINDOWSRATIO30%_SKYLIGHTRATIO10%_3Dview.png | WIDTH50_LENGTH50_HIGHT8_ORIENTATION180_WINDOWSRATIO30%_SKYLIGHTRATIO10%.json
40 | 40 | 8 | 270 | 20% | 40% | 3200 | 18 | 18 | 1.4 | 0.35 | 49.8503 | 1.038 | 50.8882 | WIDTH60_LENGTH50_HIGHT8_ORIENTATION180_WINDOWSRATIO30%_SKYLIGHTRATIO10%_3Dview.png | WIDTH60_LENGTH50_HIGHT8_ORIENTATION180_WINDOWSRATIO30%_SKYLIGHTRATIO10%.json
30 | 60 | 8 | 270 | 20% | 40% | 3600 | 38 | 8 | 1.4 | 0.35 | 48.9833 | 1.0427 | 50.0261 | WIDTH30_LENGTH60_HIGHT8_ORIENTATION180_WINDOWSRATIO30%_SKYLIGHTRATIO10%_3Dview.png | WIDTH30_LENGTH60_HIGHT8_ORIENTATION180_WINDOWSRATIO30%_SKYLIGHTRATIO10%.json
60 | 30 | 8 | 315 | 20% | 40% | 3600 | 8 | 38 | 1.4 | 0.35 | 48.8228 | 1.1407 | 49.9635 | WIDTH40_LENGTH60_HIGHT8_ORIENTATION180_WINDOWSRATIO30%_SKYLIGHTRATIO10%_3Dview.png | WIDTH40_LENGTH60_HIGHT8_ORIENTATION180_WINDOWSRATIO30%_SKYLIGHTRATIO10%.json
40 | 40 | 8 | 315 | 20% | 40% | 3200 | 18 | 18 | 1.4 | 0.35 | 49.7464 | 1.0922 | 50.8386 | WIDTH50_LENGTH60_HIGHT8_ORIENTATION180_WINDOWSRATIO30%_SKYLIGHTRATIO10%_3Dview.png | WIDTH50_LENGTH60_HIGHT8_ORIENTATION180_WINDOWSRATIO30%_SKYLIGHTRATIO10%.json
30 | 60 | 8 | 315 | 20% | 40% | 3600 | 38 | 8 | 1.4 | 0.35 | 48.8262 | 1.1527 | 49.9788 | WIDTH60_LENGTH60_HIGHT8_ORIENTATION180_WINDOWSRATIO30%_SKYLIGHTRATIO10%_3Dview.png | WIDTH60_LENGTH60_HIGHT8_ORIENTATION180_WINDOWSRATIO30%_SKYLIGHTRATIO10%.json
60 | 30 | 8 | 0 | 30% | 40% | 3600 | 8 | 38 | 1.4 | 0.35 | 49.6586 | 0.86941 | 50.528 | WIDTH30_LENGTH30_HIGHT12_ORIENTATION180_WINDOWSRATIO30%_SKYLIGHTRATIO10%_3Dview.png | WIDTH30_LENGTH30_HIGHT12_ORIENTATION180_WINDOWSRATIO30%_SKYLIGHTRATIO10%.json
40 | 40 | 8 | 0 | 30% | 40% | 3200 | 18 | 18 | 1.4 | 0.35 | 50.4838 | 0.87556 | 51.3594 | WIDTH40_LENGTH30_HIGHT12_ORIENTATION180_WINDOWSRATIO30%_SKYLIGHTRATIO10%_3Dview.png | WIDTH40_LENGTH30_HIGHT12_ORIENTATION180_WINDOWSRATIO30%_SKYLIGHTRATIO10%.json
30 | 60 | 8 | 0 | 30% | 40% | 3600 | 38 | 8 | 1.4 | 0.35 | 49.5778 | 0.95302 | 50.5308 | WIDTH50_LENGTH30_HIGHT12_ORIENTATION180_WINDOWSRATIO30%_SKYLIGHTRATIO10%_3Dview.png | WIDTH50_LENGTH30_HIGHT12_ORIENTATION180_WINDOWSRATIO30%_SKYLIGHTRATIO10%.json
60 | 30 | 8 | 45 | 30% | 40% | 3600 | 8 | 38 | 1.4 | 0.35 | 49.5075 | 0.97479 | 50.4823 | WIDTH60_LENGTH30_HIGHT12_ORIENTATION180_WINDOWSRATIO30%_SKYLIGHTRATIO10%_3Dview.png | WIDTH60_LENGTH30_HIGHT12_ORIENTATION180_WINDOWSRATIO30%_SKYLIGHTRATIO10%.json
40 | 40 | 8 | 45 | 30% | 40% | 3200 | 18 | 18 | 1.4 | 0.35 | 48.2763 | 0.94798 | 49.2243 | WIDTH30_LENGTH40_HIGHT12_ORIENTATION180_WINDOWSRATIO30%_SKYLIGHTRATIO10%_3Dview.png | WIDTH30_LENGTH40_HIGHT12_ORIENTATION180_WINDOWSRATIO30%_SKYLIGHTRATIO10%.json
30 | 60 | 8 | 45 | 30% | 40% | 3600 | 38 | 8 | 1.4 | 0.35 | 56.9995 | 1.7999 | 58.7994 | WIDTH40_LENGTH40_HIGHT12_ORIENTATION180_WINDOWSRATIO30%_SKYLIGHTRATIO10%_3Dview.png | WIDTH40_LENGTH40_HIGHT12_ORIENTATION180_WINDOWSRATIO30%_SKYLIGHTRATIO10%.json
60 | 30 | 8 | 90 | 30% | 40% | 3600 | 8 | 38 | 1.4 | 0.35 | 49.581 | 0.95063 | 50.5317 | WIDTH50_LENGTH40_HIGHT12_ORIENTATION180_WINDOWSRATIO30%_SKYLIGHTRATIO10%_3Dview.png | WIDTH50_LENGTH40_HIGHT12_ORIENTATION180_WINDOWSRATIO30%_SKYLIGHTRATIO10%.json
40 | 40 | 8 | 90 | 30% | 40% | 3200 | 18 | 18 | 1.4 | 0.35 | 50.484 | 0.87489 | 51.3589 | WIDTH60_LENGTH40_HIGHT12_ORIENTATION180_WINDOWSRATIO30%_SKYLIGHTRATIO10%_3Dview.png | WIDTH60_LENGTH40_HIGHT12_ORIENTATION180_WINDOWSRATIO30%_SKYLIGHTRATIO10%.json
30 | 60 | 8 | 90 | 30% | 40% | 3600 | 38 | 8 | 1.4 | 0.35 | 49.6554 | 0.8715 | 50.5269 | WIDTH30_LENGTH50_HIGHT12_ORIENTATION180_WINDOWSRATIO30%_SKYLIGHTRATIO10%_3Dview.png | WIDTH30_LENGTH50_HIGHT12_ORIENTATION180_WINDOWSRATIO30%_SKYLIGHTRATIO10%.json
60 | 30 | 8 | 135 | 30% | 40% | 3600 | 8 | 38 | 1.4 | 0.35 | 49.502 | 0.96521 | 50.4673 | WIDTH40_LENGTH50_HIGHT12_ORIENTATION180_WINDOWSRATIO30%_SKYLIGHTRATIO10%_3Dview.png | WIDTH40_LENGTH50_HIGHT12_ORIENTATION180_WINDOWSRATIO30%_SKYLIGHTRATIO10%.json
40 | 40 | 8 | 135 | 30% | 40% | 3200 | 18 | 18 | 1.4 | 0.35 | 48.2786 | 0.95108 | 49.2297 | WIDTH50_LENGTH50_HIGHT12_ORIENTATION180_WINDOWSRATIO30%_SKYLIGHTRATIO10%_3Dview.png | WIDTH50_LENGTH50_HIGHT12_ORIENTATION180_WINDOWSRATIO30%_SKYLIGHTRATIO10%.json
30 | 60 | 8 | 135 | 30% | 40% | 3600 | 38 | 8 | 1.4 | 0.35 | 57.003 | 1.8131 | 58.8161 | WIDTH60_LENGTH50_HIGHT12_ORIENTATION180_WINDOWSRATIO30%_SKYLIGHTRATIO10%_3Dview.png | WIDTH60_LENGTH50_HIGHT12_ORIENTATION180_WINDOWSRATIO30%_SKYLIGHTRATIO10%.json
60 | 30 | 8 | 180 | 30% | 40% | 3600 | 8 | 38 | 1.4 | 0.35 | 49.6586 | 0.86941 | 50.528 | WIDTH30_LENGTH60_HIGHT12_ORIENTATION180_WINDOWSRATIO30%_SKYLIGHTRATIO10%_3Dview.png | WIDTH30_LENGTH60_HIGHT12_ORIENTATION180_WINDOWSRATIO30%_SKYLIGHTRATIO10%.json
40 | 40 | 8 | 180 | 30% | 40% | 3200 | 18 | 18 | 1.4 | 0.35 | 50.4838 | 0.87556 | 51.3594 | WIDTH40_LENGTH60_HIGHT12_ORIENTATION180_WINDOWSRATIO30%_SKYLIGHTRATIO10%_3Dview.png | WIDTH40_LENGTH60_HIGHT12_ORIENTATION180_WINDOWSRATIO30%_SKYLIGHTRATIO10%.json
30 | 60 | 8 | 180 | 30% | 40% | 3600 | 38 | 8 | 1.4 | 0.35 | 49.5778 | 0.95302 | 50.5308 | WIDTH50_LENGTH60_HIGHT12_ORIENTATION180_WINDOWSRATIO30%_SKYLIGHTRATIO10%_3Dview.png | WIDTH50_LENGTH60_HIGHT12_ORIENTATION180_WINDOWSRATIO30%_SKYLIGHTRATIO10%.json
60 | 30 | 8 | 225 | 30% | 40% | 3600 | 8 | 38 | 1.4 | 0.35 | 49.4744 | 0.98881 | 50.4632 | WIDTH60_LENGTH60_HIGHT12_ORIENTATION180_WINDOWSRATIO30%_SKYLIGHTRATIO10%_3Dview.png | WIDTH60_LENGTH60_HIGHT12_ORIENTATION180_WINDOWSRATIO30%_SKYLIGHTRATIO10%.json
40 | 40 | 8 | 225 | 30% | 40% | 3200 | 18 | 18 | 1.4 | 0.35 | 50.3723 | 0.93349 | 51.3058 | WIDTH30_LENGTH30_HIGHT16_ORIENTATION180_WINDOWSRATIO30%_SKYLIGHTRATIO10%_3Dview.png | WIDTH30_LENGTH30_HIGHT16_ORIENTATION180_WINDOWSRATIO30%_SKYLIGHTRATIO10%.json
30 | 60 | 8 | 225 | 30% | 40% | 3600 | 38 | 8 | 1.4 | 0.35 | 49.4951 | 0.96896 | 50.464 | WIDTH40_LENGTH30_HIGHT16_ORIENTATION180_WINDOWSRATIO30%_SKYLIGHTRATIO10%_3Dview.png | WIDTH40_LENGTH30_HIGHT16_ORIENTATION180_WINDOWSRATIO30%_SKYLIGHTRATIO10%.json
60 | 30 | 8 | 270 | 30% | 40% | 3600 | 8 | 38 | 1.4 | 0.35 | 49.581 | 0.95063 | 50.5317 | WIDTH50_LENGTH30_HIGHT16_ORIENTATION180_WINDOWSRATIO30%_SKYLIGHTRATIO10%_3Dview.png | WIDTH50_LENGTH30_HIGHT16_ORIENTATION180_WINDOWSRATIO30%_SKYLIGHTRATIO10%.json
40 | 40 | 8 | 270 | 30% | 40% | 3200 | 18 | 18 | 1.4 | 0.35 | 50.484 | 0.87489 | 51.3589 | WIDTH60_LENGTH30_HIGHT16_ORIENTATION180_WINDOWSRATIO30%_SKYLIGHTRATIO10%_3Dview.png | WIDTH60_LENGTH30_HIGHT16_ORIENTATION180_WINDOWSRATIO30%_SKYLIGHTRATIO10%.json
30 | 60 | 8 | 270 | 30% | 40% | 3600 | 38 | 8 | 1.4 | 0.35 | 49.6554 | 0.8715 | 50.5269 | WIDTH30_LENGTH40_HIGHT16_ORIENTATION180_WINDOWSRATIO30%_SKYLIGHTRATIO10%_3Dview.png | WIDTH30_LENGTH40_HIGHT16_ORIENTATION180_WINDOWSRATIO30%_SKYLIGHTRATIO10%.json
60 | 30 | 8 | 315 | 30% | 40% | 3600 | 8 | 38 | 1.4 | 0.35 | 49.4786 | 0.97652 | 50.4551 | WIDTH40_LENGTH40_HIGHT16_ORIENTATION180_WINDOWSRATIO30%_SKYLIGHTRATIO10%_3Dview.png | WIDTH40_LENGTH40_HIGHT16_ORIENTATION180_WINDOWSRATIO30%_SKYLIGHTRATIO10%.json
40 | 40 | 8 | 315 | 30% | 40% | 3200 | 18 | 18 | 1.4 | 0.35 | 50.3731 | 0.93378 | 51.3069 | WIDTH50_LENGTH40_HIGHT16_ORIENTATION180_WINDOWSRATIO30%_SKYLIGHTRATIO10%_3Dview.png | WIDTH50_LENGTH40_HIGHT16_ORIENTATION180_WINDOWSRATIO30%_SKYLIGHTRATIO10%.json
30 | 60 | 8 | 315 | 30% | 40% | 3600 | 38 | 8 | 1.4 | 0.35 | 49.478 | 0.98783 | 50.4659 | WIDTH60_LENGTH40_HIGHT16_ORIENTATION180_WINDOWSRATIO30%_SKYLIGHTRATIO10%_3Dview.png | WIDTH60_LENGTH40_HIGHT16_ORIENTATION180_WINDOWSRATIO30%_SKYLIGHTRATIO10%.json
60 | 30 | 8 | 0 | 40% | 40% | 3600 | 8 | 38 | 1.4 | 0.35 | 50.1823 | 0.73474 | 50.917 | WIDTH30_LENGTH50_HIGHT16_ORIENTATION180_WINDOWSRATIO30%_SKYLIGHTRATIO10%_3Dview.png | WIDTH30_LENGTH50_HIGHT16_ORIENTATION180_WINDOWSRATIO30%_SKYLIGHTRATIO10%.json
40 | 40 | 8 | 0 | 40% | 40% | 3200 | 18 | 18 | 1.4 | 0.35 | 50.9622 | 0.74867 | 51.7108 | WIDTH40_LENGTH50_HIGHT16_ORIENTATION180_WINDOWSRATIO30%_SKYLIGHTRATIO10%_3Dview.png | WIDTH40_LENGTH50_HIGHT16_ORIENTATION180_WINDOWSRATIO30%_SKYLIGHTRATIO10%.json
30 | 60 | 8 | 0 | 40% | 40% | 3600 | 38 | 8 | 1.4 | 0.35 | 50.0563 | 0.81999 | 50.8763 | WIDTH50_LENGTH50_HIGHT16_ORIENTATION180_WINDOWSRATIO30%_SKYLIGHTRATIO10%_3Dview.png | WIDTH50_LENGTH50_HIGHT16_ORIENTATION180_WINDOWSRATIO30%_SKYLIGHTRATIO10%.json
60 | 30 | 8 | 45 | 40% | 40% | 3600 | 8 | 38 | 1.4 | 0.35 | 49.9991 | 0.8409 | 50.84 | WIDTH60_LENGTH50_HIGHT16_ORIENTATION180_WINDOWSRATIO30%_SKYLIGHTRATIO10%_3Dview.png | WIDTH60_LENGTH50_HIGHT16_ORIENTATION180_WINDOWSRATIO30%_SKYLIGHTRATIO10%.json
40 | 40 | 8 | 45 | 40% | 40% | 3200 | 18 | 18 | 1.4 | 0.35 | 48.7552 | 0.81736 | 49.5725 | WIDTH30_LENGTH60_HIGHT16_ORIENTATION180_WINDOWSRATIO30%_SKYLIGHTRATIO10%_3Dview.png | WIDTH30_LENGTH60_HIGHT16_ORIENTATION180_WINDOWSRATIO30%_SKYLIGHTRATIO10%.json
30 | 60 | 8 | 45 | 40% | 40% | 3600 | 38 | 8 | 1.4 | 0.35 | 57.6263 | 1.6698 | 59.2961 | WIDTH40_LENGTH60_HIGHT16_ORIENTATION180_WINDOWSRATIO30%_SKYLIGHTRATIO10%_3Dview.png | WIDTH40_LENGTH60_HIGHT16_ORIENTATION180_WINDOWSRATIO30%_SKYLIGHTRATIO10%.json
60 | 30 | 8 | 90 | 40% | 40% | 3600 | 8 | 38 | 1.4 | 0.35 | 50.0589 | 0.81779 | 50.8767 | WIDTH50_LENGTH60_HIGHT16_ORIENTATION180_WINDOWSRATIO30%_SKYLIGHTRATIO10%_3Dview.png | WIDTH50_LENGTH60_HIGHT16_ORIENTATION180_WINDOWSRATIO30%_SKYLIGHTRATIO10%.json
40 | 40 | 8 | 90 | 40% | 40% | 3200 | 18 | 18 | 1.4 | 0.35 | 50.9626 | 0.74762 | 51.7102 | WIDTH60_LENGTH60_HIGHT16_ORIENTATION180_WINDOWSRATIO30%_SKYLIGHTRATIO10%_3Dview.png | WIDTH60_LENGTH60_HIGHT16_ORIENTATION180_WINDOWSRATIO30%_SKYLIGHTRATIO10%.json
30 | 60 | 8 | 90 | 40% | 40% | 3600 | 38 | 8 | 1.4 | 0.35 | 50.1794 | 0.73662 | 50.916 | WIDTH30_LENGTH30_HIGHT8_ORIENTATION225_WINDOWSRATIO30%_SKYLIGHTRATIO10%_3Dview.png | WIDTH30_LENGTH30_HIGHT8_ORIENTATION225_WINDOWSRATIO30%_SKYLIGHTRATIO10%.json
60 | 30 | 8 | 135 | 40% | 40% | 3600 | 8 | 38 | 1.4 | 0.35 | 50.0089 | 0.83519 | 50.8441 | WIDTH40_LENGTH30_HIGHT8_ORIENTATION225_WINDOWSRATIO30%_SKYLIGHTRATIO10%_3Dview.png | WIDTH40_LENGTH30_HIGHT8_ORIENTATION225_WINDOWSRATIO30%_SKYLIGHTRATIO10%.json
40 | 40 | 8 | 135 | 40% | 40% | 3200 | 18 | 18 | 1.4 | 0.35 | 48.7556 | 0.82334 | 49.5789 | WIDTH50_LENGTH30_HIGHT8_ORIENTATION225_WINDOWSRATIO30%_SKYLIGHTRATIO10%_3Dview.png | WIDTH50_LENGTH30_HIGHT8_ORIENTATION225_WINDOWSRATIO30%_SKYLIGHTRATIO10%.json
30 | 60 | 8 | 135 | 40% | 40% | 3600 | 38 | 8 | 1.4 | 0.35 | 57.6397 | 1.6763 | 59.316 | WIDTH60_LENGTH30_HIGHT8_ORIENTATION225_WINDOWSRATIO30%_SKYLIGHTRATIO10%_3Dview.png | WIDTH60_LENGTH30_HIGHT8_ORIENTATION225_WINDOWSRATIO30%_SKYLIGHTRATIO10%.json
60 | 30 | 8 | 180 | 40% | 40% | 3600 | 8 | 38 | 1.4 | 0.35 | 50.1823 | 0.73474 | 50.917 | WIDTH30_LENGTH40_HIGHT8_ORIENTATION225_WINDOWSRATIO30%_SKYLIGHTRATIO10%_3Dview.png | WIDTH30_LENGTH40_HIGHT8_ORIENTATION225_WINDOWSRATIO30%_SKYLIGHTRATIO10%.json
40 | 40 | 8 | 180 | 40% | 40% | 3200 | 18 | 18 | 1.4 | 0.35 | 50.9622 | 0.74867 | 51.7108 | WIDTH40_LENGTH40_HIGHT8_ORIENTATION225_WINDOWSRATIO30%_SKYLIGHTRATIO10%_3Dview.png | WIDTH40_LENGTH40_HIGHT8_ORIENTATION225_WINDOWSRATIO30%_SKYLIGHTRATIO10%.json
30 | 60 | 8 | 180 | 40% | 40% | 3600 | 38 | 8 | 1.4 | 0.35 | 50.0563 | 0.81999 | 50.8763 | WIDTH50_LENGTH40_HIGHT8_ORIENTATION225_WINDOWSRATIO30%_SKYLIGHTRATIO10%_3Dview.png | WIDTH50_LENGTH40_HIGHT8_ORIENTATION225_WINDOWSRATIO30%_SKYLIGHTRATIO10%.json
60 | 30 | 8 | 225 | 40% | 40% | 3600 | 8 | 38 | 1.4 | 0.35 | 49.9712 | 0.8533 | 50.8245 | WIDTH60_LENGTH40_HIGHT8_ORIENTATION225_WINDOWSRATIO30%_SKYLIGHTRATIO10%_3Dview.png | WIDTH60_LENGTH40_HIGHT8_ORIENTATION225_WINDOWSRATIO30%_SKYLIGHTRATIO10%.json
40 | 40 | 8 | 225 | 40% | 40% | 3200 | 18 | 18 | 1.4 | 0.35 | 50.8485 | 0.80512 | 51.6536 | WIDTH30_LENGTH50_HIGHT8_ORIENTATION225_WINDOWSRATIO30%_SKYLIGHTRATIO10%_3Dview.png | WIDTH30_LENGTH50_HIGHT8_ORIENTATION225_WINDOWSRATIO30%_SKYLIGHTRATIO10%.json
30 | 60 | 8 | 225 | 40% | 40% | 3600 | 38 | 8 | 1.4 | 0.35 | 50.0025 | 0.83864 | 50.8411 | WIDTH40_LENGTH50_HIGHT8_ORIENTATION225_WINDOWSRATIO30%_SKYLIGHTRATIO10%_3Dview.png | WIDTH40_LENGTH50_HIGHT8_ORIENTATION225_WINDOWSRATIO30%_SKYLIGHTRATIO10%.json
60 | 30 | 8 | 270 | 40% | 40% | 3600 | 8 | 38 | 1.4 | 0.35 | 50.0589 | 0.81779 | 50.8767 | WIDTH50_LENGTH50_HIGHT8_ORIENTATION225_WINDOWSRATIO30%_SKYLIGHTRATIO10%_3Dview.png | WIDTH50_LENGTH50_HIGHT8_ORIENTATION225_WINDOWSRATIO30%_SKYLIGHTRATIO10%.json
40 | 40 | 8 | 270 | 40% | 40% | 3200 | 18 | 18 | 1.4 | 0.35 | 50.9626 | 0.74762 | 51.7102 | WIDTH60_LENGTH50_HIGHT8_ORIENTATION225_WINDOWSRATIO30%_SKYLIGHTRATIO10%_3Dview.png | WIDTH60_LENGTH50_HIGHT8_ORIENTATION225_WINDOWSRATIO30%_SKYLIGHTRATIO10%.json
30 | 60 | 8 | 270 | 40% | 40% | 3600 | 38 | 8 | 1.4 | 0.35 | 50.1794 | 0.73662 | 50.916 | WIDTH30_LENGTH60_HIGHT8_ORIENTATION225_WINDOWSRATIO30%_SKYLIGHTRATIO10%_3Dview.png | WIDTH30_LENGTH60_HIGHT8_ORIENTATION225_WINDOWSRATIO30%_SKYLIGHTRATIO10%.json
60 | 30 | 8 | 315 | 40% | 40% | 3600 | 8 | 38 | 1.4 | 0.35 | 49.9887 | 0.84537 | 50.8341 | WIDTH40_LENGTH60_HIGHT8_ORIENTATION225_WINDOWSRATIO30%_SKYLIGHTRATIO10%_3Dview.png | WIDTH40_LENGTH60_HIGHT8_ORIENTATION225_WINDOWSRATIO30%_SKYLIGHTRATIO10%.json
40 | 40 | 8 | 315 | 40% | 40% | 3200 | 18 | 18 | 1.4 | 0.35 | 50.8488 | 0.80537 | 51.6542 | WIDTH50_LENGTH60_HIGHT8_ORIENTATION225_WINDOWSRATIO30%_SKYLIGHTRATIO10%_3Dview.png | WIDTH50_LENGTH60_HIGHT8_ORIENTATION225_WINDOWSRATIO30%_SKYLIGHTRATIO10%.json
30 | 60 | 8 | 315 | 40% | 40% | 3600 | 38 | 8 | 1.4 | 0.35 | 49.974 | 0.8524 | 50.8264 | WIDTH60_LENGTH60_HIGHT8_ORIENTATION225_WINDOWSRATIO30%_SKYLIGHTRATIO10%_3Dview.png | WIDTH60_LENGTH60_HIGHT8_ORIENTATION225_WINDOWSRATIO30%_SKYLIGHTRATIO10%.json
50 | 40 | 8 | 0 | 10% | 10% | 4000 | 18 | 28 | 1.36 | 0.34 | 43.9207 | 1.4665 | 45.3872 | WIDTH30_LENGTH30_HIGHT12_ORIENTATION225_WINDOWSRATIO30%_SKYLIGHTRATIO10%_3Dview.png | WIDTH30_LENGTH30_HIGHT12_ORIENTATION225_WINDOWSRATIO30%_SKYLIGHTRATIO10%.json
40 | 50 | 8 | 0 | 10% | 10% | 4000 | 28 | 18 | 1.36 | 0.34 | -999 | -999 | -999 | WIDTH40_LENGTH30_HIGHT12_ORIENTATION225_WINDOWSRATIO30%_SKYLIGHTRATIO10%_3Dview.png | WIDTH40_LENGTH30_HIGHT12_ORIENTATION225_WINDOWSRATIO30%_SKYLIGHTRATIO10%.json
50 | 40 | 8 | 45 | 10% | 10% | 4000 | 18 | 28 | 1.36 | 0.34 | 43.8102 | 1.5303 | 45.3405 | WIDTH50_LENGTH30_HIGHT12_ORIENTATION225_WINDOWSRATIO30%_SKYLIGHTRATIO10%_3Dview.png | WIDTH50_LENGTH30_HIGHT12_ORIENTATION225_WINDOWSRATIO30%_SKYLIGHTRATIO10%.json
40 | 50 | 8 | 45 | 10% | 10% | 4000 | 28 | 18 | 1.36 | 0.34 | 43.815 | 1.5243 | 45.3394 | WIDTH60_LENGTH30_HIGHT12_ORIENTATION225_WINDOWSRATIO30%_SKYLIGHTRATIO10%_3Dview.png | WIDTH60_LENGTH30_HIGHT12_ORIENTATION225_WINDOWSRATIO30%_SKYLIGHTRATIO10%.json
50 | 40 | 8 | 90 | 10% | 10% | 4000 | 18 | 28 | 1.36 | 0.34 | 43.917 | 1.4853 | 45.4023 | WIDTH30_LENGTH40_HIGHT12_ORIENTATION225_WINDOWSRATIO30%_SKYLIGHTRATIO10%_3Dview.png | WIDTH30_LENGTH40_HIGHT12_ORIENTATION225_WINDOWSRATIO30%_SKYLIGHTRATIO10%.json
40 | 50 | 8 | 90 | 10% | 10% | 4000 | 28 | 18 | 1.36 | 0.34 | 43.92 | 1.465 | 45.385 | WIDTH40_LENGTH40_HIGHT12_ORIENTATION225_WINDOWSRATIO30%_SKYLIGHTRATIO10%_3Dview.png | WIDTH40_LENGTH40_HIGHT12_ORIENTATION225_WINDOWSRATIO30%_SKYLIGHTRATIO10%.json
50 | 40 | 8 | 135 | 10% | 10% | 4000 | 18 | 28 | 1.36 | 0.34 | 43.8196 | 1.5224 | 45.342 | WIDTH50_LENGTH40_HIGHT12_ORIENTATION225_WINDOWSRATIO30%_SKYLIGHTRATIO10%_3Dview.png | WIDTH50_LENGTH40_HIGHT12_ORIENTATION225_WINDOWSRATIO30%_SKYLIGHTRATIO10%.json
40 | 50 | 8 | 135 | 10% | 10% | 4000 | 28 | 18 | 1.36 | 0.34 | 43.8178 | 1.5287 | 45.3465 | WIDTH60_LENGTH40_HIGHT12_ORIENTATION225_WINDOWSRATIO30%_SKYLIGHTRATIO10%_3Dview.png | WIDTH60_LENGTH40_HIGHT12_ORIENTATION225_WINDOWSRATIO30%_SKYLIGHTRATIO10%.json
50 | 40 | 8 | 180 | 10% | 10% | 4000 | 18 | 28 | 1.36 | 0.34 | 43.9207 | 1.4665 | 45.3872 | WIDTH30_LENGTH50_HIGHT12_ORIENTATION225_WINDOWSRATIO30%_SKYLIGHTRATIO10%_3Dview.png | WIDTH30_LENGTH50_HIGHT12_ORIENTATION225_WINDOWSRATIO30%_SKYLIGHTRATIO10%.json
40 | 50 | 8 | 180 | 10% | 10% | 4000 | 28 | 18 | 1.36 | 0.34 | 43.9178 | 1.4859 | 45.4038 | WIDTH40_LENGTH50_HIGHT12_ORIENTATION225_WINDOWSRATIO30%_SKYLIGHTRATIO10%_3Dview.png | WIDTH40_LENGTH50_HIGHT12_ORIENTATION225_WINDOWSRATIO30%_SKYLIGHTRATIO10%.json
50 | 40 | 8 | 225 | 10% | 10% | 4000 | 18 | 28 | 1.36 | 0.34 | 43.8227 | 1.5267 | 45.3494 | WIDTH50_LENGTH50_HIGHT12_ORIENTATION225_WINDOWSRATIO30%_SKYLIGHTRATIO10%_3Dview.png | WIDTH50_LENGTH50_HIGHT12_ORIENTATION225_WINDOWSRATIO30%_SKYLIGHTRATIO10%.json
40 | 50 | 8 | 225 | 10% | 10% | 4000 | 28 | 18 | 1.36 | 0.34 | 43.819 | 1.5239 | 45.3429 | WIDTH60_LENGTH50_HIGHT12_ORIENTATION225_WINDOWSRATIO30%_SKYLIGHTRATIO10%_3Dview.png | WIDTH60_LENGTH50_HIGHT12_ORIENTATION225_WINDOWSRATIO30%_SKYLIGHTRATIO10%.json
50 | 40 | 8 | 270 | 10% | 10% | 4000 | 18 | 28 | 1.36 | 0.34 | 43.917 | 1.4853 | 45.4023 | WIDTH30_LENGTH60_HIGHT12_ORIENTATION225_WINDOWSRATIO30%_SKYLIGHTRATIO10%_3Dview.png | WIDTH30_LENGTH60_HIGHT12_ORIENTATION225_WINDOWSRATIO30%_SKYLIGHTRATIO10%.json
40 | 50 | 8 | 270 | 10% | 10% | 4000 | 28 | 18 | 1.36 | 0.34 | 43.92 | 1.465 | 45.385 | WIDTH40_LENGTH60_HIGHT12_ORIENTATION225_WINDOWSRATIO30%_SKYLIGHTRATIO10%_3Dview.png | WIDTH40_LENGTH60_HIGHT12_ORIENTATION225_WINDOWSRATIO30%_SKYLIGHTRATIO10%.json
50 | 40 | 8 | 315 | 10% | 10% | 4000 | 18 | 28 | 1.36 | 0.34 | 43.8173 | 1.5236 | 45.3409 | WIDTH50_LENGTH60_HIGHT12_ORIENTATION225_WINDOWSRATIO30%_SKYLIGHTRATIO10%_3Dview.png | WIDTH50_LENGTH60_HIGHT12_ORIENTATION225_WINDOWSRATIO30%_SKYLIGHTRATIO10%.json
40 | 50 | 8 | 315 | 10% | 10% | 4000 | 28 | 18 | 1.36 | 0.34 | 43.819 | 1.5279 | 45.3469 | WIDTH60_LENGTH60_HIGHT12_ORIENTATION225_WINDOWSRATIO30%_SKYLIGHTRATIO10%_3Dview.png | WIDTH60_LENGTH60_HIGHT12_ORIENTATION225_WINDOWSRATIO30%_SKYLIGHTRATIO10%.json
50 | 40 | 8 | 0 | 20% | 10% | 4000 | 18 | 28 | 1.36 | 0.34 | 44.8628 | 1.2533 | 46.1161 | WIDTH30_LENGTH30_HIGHT16_ORIENTATION225_WINDOWSRATIO30%_SKYLIGHTRATIO10%_3Dview.png | WIDTH30_LENGTH30_HIGHT16_ORIENTATION225_WINDOWSRATIO30%_SKYLIGHTRATIO10%.json
40 | 50 | 8 | 0 | 20% | 10% | 4000 | 28 | 18 | 1.36 | 0.34 | 44.8535 | 1.2791 | 46.1326 | WIDTH40_LENGTH30_HIGHT16_ORIENTATION225_WINDOWSRATIO30%_SKYLIGHTRATIO10%_3Dview.png | WIDTH40_LENGTH30_HIGHT16_ORIENTATION225_WINDOWSRATIO30%_SKYLIGHTRATIO10%.json
50 | 40 | 8 | 45 | 20% | 10% | 4000 | 18 | 28 | 1.36 | 0.34 | 44.7474 | 1.3257 | 46.073 | WIDTH50_LENGTH30_HIGHT16_ORIENTATION225_WINDOWSRATIO30%_SKYLIGHTRATIO10%_3Dview.png | WIDTH50_LENGTH30_HIGHT16_ORIENTATION225_WINDOWSRATIO30%_SKYLIGHTRATIO10%.json
40 | 50 | 8 | 45 | 20% | 10% | 4000 | 28 | 18 | 1.36 | 0.34 | 44.7494 | 1.321 | 46.0704 | WIDTH60_LENGTH30_HIGHT16_ORIENTATION225_WINDOWSRATIO30%_SKYLIGHTRATIO10%_3Dview.png | WIDTH60_LENGTH30_HIGHT16_ORIENTATION225_WINDOWSRATIO30%_SKYLIGHTRATIO10%.json
50 | 40 | 8 | 90 | 20% | 10% | 4000 | 18 | 28 | 1.36 | 0.34 | 44.8523 | 1.2783 | 46.1306 | WIDTH30_LENGTH40_HIGHT16_ORIENTATION225_WINDOWSRATIO30%_SKYLIGHTRATIO10%_3Dview.png | WIDTH30_LENGTH40_HIGHT16_ORIENTATION225_WINDOWSRATIO30%_SKYLIGHTRATIO10%.json
40 | 50 | 8 | 90 | 20% | 10% | 4000 | 28 | 18 | 1.36 | 0.34 | 44.8601 | 1.2524 | 46.1125 | WIDTH40_LENGTH40_HIGHT16_ORIENTATION225_WINDOWSRATIO30%_SKYLIGHTRATIO10%_3Dview.png | WIDTH40_LENGTH40_HIGHT16_ORIENTATION225_WINDOWSRATIO30%_SKYLIGHTRATIO10%.json
50 | 40 | 8 | 135 | 20% | 10% | 4000 | 18 | 28 | 1.36 | 0.34 | 44.7525 | 1.3192 | 46.0717 | WIDTH50_LENGTH40_HIGHT16_ORIENTATION225_WINDOWSRATIO30%_SKYLIGHTRATIO10%_3Dview.png | WIDTH50_LENGTH40_HIGHT16_ORIENTATION225_WINDOWSRATIO30%_SKYLIGHTRATIO10%.json
40 | 50 | 8 | 135 | 20% | 10% | 4000 | 28 | 18 | 1.36 | 0.34 | 44.7539 | 1.3243 | 46.0782 | WIDTH60_LENGTH40_HIGHT16_ORIENTATION225_WINDOWSRATIO30%_SKYLIGHTRATIO10%_3Dview.png | WIDTH60_LENGTH40_HIGHT16_ORIENTATION225_WINDOWSRATIO30%_SKYLIGHTRATIO10%.json
50 | 40 | 8 | 180 | 20% | 10% | 4000 | 18 | 28 | 1.36 | 0.34 | 44.8628 | 1.2533 | 46.1161 | WIDTH30_LENGTH50_HIGHT16_ORIENTATION225_WINDOWSRATIO30%_SKYLIGHTRATIO10%_3Dview.png | WIDTH30_LENGTH50_HIGHT16_ORIENTATION225_WINDOWSRATIO30%_SKYLIGHTRATIO10%.json
40 | 50 | 8 | 180 | 20% | 10% | 4000 | 28 | 18 | 1.36 | 0.34 | 44.8535 | 1.2791 | 46.1326 | WIDTH40_LENGTH50_HIGHT16_ORIENTATION225_WINDOWSRATIO30%_SKYLIGHTRATIO10%_3Dview.png | WIDTH40_LENGTH50_HIGHT16_ORIENTATION225_WINDOWSRATIO30%_SKYLIGHTRATIO10%.json
50 | 40 | 8 | 225 | 20% | 10% | 4000 | 18 | 28 | 1.36 | 0.34 | 44.7574 | 1.3222 | 46.0796 | WIDTH50_LENGTH50_HIGHT16_ORIENTATION225_WINDOWSRATIO30%_SKYLIGHTRATIO10%_3Dview.png | WIDTH50_LENGTH50_HIGHT16_ORIENTATION225_WINDOWSRATIO30%_SKYLIGHTRATIO10%.json
40 | 50 | 8 | 225 | 20% | 10% | 4000 | 28 | 18 | 1.36 | 0.34 | 44.7526 | 1.3199 | 46.0725 | WIDTH60_LENGTH50_HIGHT16_ORIENTATION225_WINDOWSRATIO30%_SKYLIGHTRATIO10%_3Dview.png | WIDTH60_LENGTH50_HIGHT16_ORIENTATION225_WINDOWSRATIO30%_SKYLIGHTRATIO10%.json
50 | 40 | 8 | 270 | 20% | 10% | 4000 | 18 | 28 | 1.36 | 0.34 | 44.8523 | 1.2783 | 46.1306 | WIDTH30_LENGTH60_HIGHT16_ORIENTATION225_WINDOWSRATIO30%_SKYLIGHTRATIO10%_3Dview.png | WIDTH30_LENGTH60_HIGHT16_ORIENTATION225_WINDOWSRATIO30%_SKYLIGHTRATIO10%.json
40 | 50 | 8 | 270 | 20% | 10% | 4000 | 28 | 18 | 1.36 | 0.34 | 44.8601 | 1.2524 | 46.1125 | WIDTH40_LENGTH60_HIGHT16_ORIENTATION225_WINDOWSRATIO30%_SKYLIGHTRATIO10%_3Dview.png | WIDTH40_LENGTH60_HIGHT16_ORIENTATION225_WINDOWSRATIO30%_SKYLIGHTRATIO10%.json
50 | 40 | 8 | 315 | 20% | 10% | 4000 | 18 | 28 | 1.36 | 0.34 | 44.7509 | 1.3204 | 46.0713 | WIDTH50_LENGTH60_HIGHT16_ORIENTATION225_WINDOWSRATIO30%_SKYLIGHTRATIO10%_3Dview.png | WIDTH50_LENGTH60_HIGHT16_ORIENTATION225_WINDOWSRATIO30%_SKYLIGHTRATIO10%.json
40 | 50 | 8 | 315 | 20% | 10% | 4000 | 28 | 18 | 1.36 | 0.34 | 44.7546 | 1.3233 | 46.0779 | WIDTH60_LENGTH60_HIGHT16_ORIENTATION225_WINDOWSRATIO30%_SKYLIGHTRATIO10%_3Dview.png | WIDTH60_LENGTH60_HIGHT16_ORIENTATION225_WINDOWSRATIO30%_SKYLIGHTRATIO10%.json
50 | 40 | 8 | 0 | 30% | 10% | 4000 | 18 | 28 | 1.36 | 0.34 | 45.5916 | 1.073 | 46.6646 | WIDTH30_LENGTH30_HIGHT8_ORIENTATION270_WINDOWSRATIO30%_SKYLIGHTRATIO10%_3Dview.png | WIDTH30_LENGTH30_HIGHT8_ORIENTATION270_WINDOWSRATIO30%_SKYLIGHTRATIO10%.json
40 | 50 | 8 | 0 | 30% | 10% | 4000 | 28 | 18 | 1.36 | 0.34 | 45.5711 | 1.1024 | 46.6735 | WIDTH40_LENGTH30_HIGHT8_ORIENTATION270_WINDOWSRATIO30%_SKYLIGHTRATIO10%_3Dview.png | WIDTH40_LENGTH30_HIGHT8_ORIENTATION270_WINDOWSRATIO30%_SKYLIGHTRATIO10%.json
50 | 40 | 8 | 45 | 30% | 10% | 4000 | 18 | 28 | 1.36 | 0.34 | 45.456 | 1.1545 | 46.6105 | WIDTH50_LENGTH30_HIGHT8_ORIENTATION270_WINDOWSRATIO30%_SKYLIGHTRATIO10%_3Dview.png | WIDTH50_LENGTH30_HIGHT8_ORIENTATION270_WINDOWSRATIO30%_SKYLIGHTRATIO10%.json
40 | 50 | 8 | 45 | 30% | 10% | 4000 | 28 | 18 | 1.36 | 0.34 | 45.4571 | 1.1508 | 46.6079 | WIDTH60_LENGTH30_HIGHT8_ORIENTATION270_WINDOWSRATIO30%_SKYLIGHTRATIO10%_3Dview.png | WIDTH60_LENGTH30_HIGHT8_ORIENTATION270_WINDOWSRATIO30%_SKYLIGHTRATIO10%.json
50 | 40 | 8 | 90 | 30% | 10% | 4000 | 18 | 28 | 1.36 | 0.34 | 45.57 | 1.1016 | 46.6716 | WIDTH30_LENGTH40_HIGHT8_ORIENTATION270_WINDOWSRATIO30%_SKYLIGHTRATIO10%_3Dview.png | WIDTH30_LENGTH40_HIGHT8_ORIENTATION270_WINDOWSRATIO30%_SKYLIGHTRATIO10%.json
40 | 50 | 8 | 90 | 30% | 10% | 4000 | 28 | 18 | 1.36 | 0.34 | 45.5911 | 1.0713 | 46.6624 | WIDTH40_LENGTH40_HIGHT8_ORIENTATION270_WINDOWSRATIO30%_SKYLIGHTRATIO10%_3Dview.png | WIDTH40_LENGTH40_HIGHT8_ORIENTATION270_WINDOWSRATIO30%_SKYLIGHTRATIO10%.json
50 | 40 | 8 | 135 | 30% | 10% | 4000 | 18 | 28 | 1.36 | 0.34 | 45.4633 | 1.1468 | 46.6102 | WIDTH50_LENGTH40_HIGHT8_ORIENTATION270_WINDOWSRATIO30%_SKYLIGHTRATIO10%_3Dview.png | WIDTH50_LENGTH40_HIGHT8_ORIENTATION270_WINDOWSRATIO30%_SKYLIGHTRATIO10%.json
40 | 50 | 8 | 135 | 30% | 10% | 4000 | 28 | 18 | 1.36 | 0.34 | 45.4616 | 1.1533 | 46.6149 | WIDTH60_LENGTH40_HIGHT8_ORIENTATION270_WINDOWSRATIO30%_SKYLIGHTRATIO10%_3Dview.png | WIDTH60_LENGTH40_HIGHT8_ORIENTATION270_WINDOWSRATIO30%_SKYLIGHTRATIO10%.json
50 | 40 | 8 | 180 | 30% | 10% | 4000 | 18 | 28 | 1.36 | 0.34 | 45.5916 | 1.073 | 46.6646 | WIDTH30_LENGTH50_HIGHT8_ORIENTATION270_WINDOWSRATIO30%_SKYLIGHTRATIO10%_3Dview.png | WIDTH30_LENGTH50_HIGHT8_ORIENTATION270_WINDOWSRATIO30%_SKYLIGHTRATIO10%.json
40 | 50 | 8 | 180 | 30% | 10% | 4000 | 28 | 18 | 1.36 | 0.34 | 45.5711 | 1.1024 | 46.6735 | WIDTH40_LENGTH50_HIGHT8_ORIENTATION270_WINDOWSRATIO30%_SKYLIGHTRATIO10%_3Dview.png | WIDTH40_LENGTH50_HIGHT8_ORIENTATION270_WINDOWSRATIO30%_SKYLIGHTRATIO10%.json
50 | 40 | 8 | 225 | 30% | 10% | 4000 | 18 | 28 | 1.36 | 0.34 | 45.4661 | 1.1512 | 46.6173 | WIDTH50_LENGTH50_HIGHT8_ORIENTATION270_WINDOWSRATIO30%_SKYLIGHTRATIO10%_3Dview.png | WIDTH50_LENGTH50_HIGHT8_ORIENTATION270_WINDOWSRATIO30%_SKYLIGHTRATIO10%.json
40 | 50 | 8 | 225 | 30% | 10% | 4000 | 28 | 18 | 1.36 | 0.34 | 45.4631 | 1.1474 | 46.6105 | WIDTH60_LENGTH50_HIGHT8_ORIENTATION270_WINDOWSRATIO30%_SKYLIGHTRATIO10%_3Dview.png | WIDTH60_LENGTH50_HIGHT8_ORIENTATION270_WINDOWSRATIO30%_SKYLIGHTRATIO10%.json
50 | 40 | 8 | 270 | 30% | 10% | 4000 | 18 | 28 | 1.36 | 0.34 | 45.57 | 1.1016 | 46.6716 | WIDTH30_LENGTH60_HIGHT8_ORIENTATION270_WINDOWSRATIO30%_SKYLIGHTRATIO10%_3Dview.png | WIDTH30_LENGTH60_HIGHT8_ORIENTATION270_WINDOWSRATIO30%_SKYLIGHTRATIO10%.json
40 | 50 | 8 | 270 | 30% | 10% | 4000 | 28 | 18 | 1.36 | 0.34 | 45.5911 | 1.0713 | 46.6624 | WIDTH40_LENGTH60_HIGHT8_ORIENTATION270_WINDOWSRATIO30%_SKYLIGHTRATIO10%_3Dview.png | WIDTH40_LENGTH60_HIGHT8_ORIENTATION270_WINDOWSRATIO30%_SKYLIGHTRATIO10%.json
50 | 40 | 8 | 315 | 30% | 10% | 4000 | 18 | 28 | 1.36 | 0.34 | 45.4601 | 1.1504 | 46.6104 | WIDTH50_LENGTH60_HIGHT8_ORIENTATION270_WINDOWSRATIO30%_SKYLIGHTRATIO10%_3Dview.png | WIDTH50_LENGTH60_HIGHT8_ORIENTATION270_WINDOWSRATIO30%_SKYLIGHTRATIO10%.json
40 | 50 | 8 | 315 | 30% | 10% | 4000 | 28 | 18 | 1.36 | 0.34 | 45.4634 | 1.1523 | 46.6157 | WIDTH60_LENGTH60_HIGHT8_ORIENTATION270_WINDOWSRATIO30%_SKYLIGHTRATIO10%_3Dview.png | WIDTH60_LENGTH60_HIGHT8_ORIENTATION270_WINDOWSRATIO30%_SKYLIGHTRATIO10%.json
50 | 40 | 8 | 0 | 40% | 10% | 4000 | 18 | 28 | 1.36 | 0.34 | 46.1691 | 0.92719 | 47.0963 | WIDTH30_LENGTH30_HIGHT12_ORIENTATION270_WINDOWSRATIO30%_SKYLIGHTRATIO10%_3Dview.png | WIDTH30_LENGTH30_HIGHT12_ORIENTATION270_WINDOWSRATIO30%_SKYLIGHTRATIO10%.json
40 | 50 | 8 | 0 | 40% | 10% | 4000 | 28 | 18 | 1.36 | 0.34 | 46.1333 | 0.95805 | 47.0913 | WIDTH40_LENGTH30_HIGHT12_ORIENTATION270_WINDOWSRATIO30%_SKYLIGHTRATIO10%_3Dview.png | WIDTH40_LENGTH30_HIGHT12_ORIENTATION270_WINDOWSRATIO30%_SKYLIGHTRATIO10%.json
50 | 40 | 8 | 45 | 40% | 10% | 4000 | 18 | 28 | 1.36 | 0.34 | 46.0211 | 1.0112 | 47.0323 | WIDTH50_LENGTH30_HIGHT12_ORIENTATION270_WINDOWSRATIO30%_SKYLIGHTRATIO10%_3Dview.png | WIDTH50_LENGTH30_HIGHT12_ORIENTATION270_WINDOWSRATIO30%_SKYLIGHTRATIO10%.json
40 | 50 | 8 | 45 | 40% | 10% | 4000 | 28 | 18 | 1.36 | 0.34 | 46.0258 | 1.0075 | 47.0333 | WIDTH60_LENGTH30_HIGHT12_ORIENTATION270_WINDOWSRATIO30%_SKYLIGHTRATIO10%_3Dview.png | WIDTH60_LENGTH30_HIGHT12_ORIENTATION270_WINDOWSRATIO30%_SKYLIGHTRATIO10%.json
50 | 40 | 8 | 90 | 40% | 10% | 4000 | 18 | 28 | 1.36 | 0.34 | 46.1324 | 0.95736 | 47.0898 | WIDTH30_LENGTH40_HIGHT12_ORIENTATION270_WINDOWSRATIO30%_SKYLIGHTRATIO10%_3Dview.png | WIDTH30_LENGTH40_HIGHT12_ORIENTATION270_WINDOWSRATIO30%_SKYLIGHTRATIO10%.json
40 | 50 | 8 | 90 | 40% | 10% | 4000 | 28 | 18 | 1.36 | 0.34 | 46.1693 | 0.92406 | 47.0933 | WIDTH40_LENGTH40_HIGHT12_ORIENTATION270_WINDOWSRATIO30%_SKYLIGHTRATIO10%_3Dview.png | WIDTH40_LENGTH40_HIGHT12_ORIENTATION270_WINDOWSRATIO30%_SKYLIGHTRATIO10%.json
50 | 40 | 8 | 135 | 40% | 10% | 4000 | 18 | 28 | 1.36 | 0.34 | 46.029 | 1.0061 | 47.0351 | WIDTH50_LENGTH40_HIGHT12_ORIENTATION270_WINDOWSRATIO30%_SKYLIGHTRATIO10%_3Dview.png | WIDTH50_LENGTH40_HIGHT12_ORIENTATION270_WINDOWSRATIO30%_SKYLIGHTRATIO10%.json
40 | 50 | 8 | 135 | 40% | 10% | 4000 | 28 | 18 | 1.36 | 0.34 | 46.0267 | 1.01 | 47.0366 | WIDTH60_LENGTH40_HIGHT12_ORIENTATION270_WINDOWSRATIO30%_SKYLIGHTRATIO10%_3Dview.png | WIDTH60_LENGTH40_HIGHT12_ORIENTATION270_WINDOWSRATIO30%_SKYLIGHTRATIO10%.json
50 | 40 | 8 | 180 | 40% | 10% | 4000 | 18 | 28 | 1.36 | 0.34 | 46.1691 | 0.92719 | 47.0963 | WIDTH30_LENGTH50_HIGHT12_ORIENTATION270_WINDOWSRATIO30%_SKYLIGHTRATIO10%_3Dview.png | WIDTH30_LENGTH50_HIGHT12_ORIENTATION270_WINDOWSRATIO30%_SKYLIGHTRATIO10%.json
40 | 50 | 8 | 180 | 40% | 10% | 4000 | 28 | 18 | 1.36 | 0.34 | 46.1333 | 0.95805 | 47.0913 | WIDTH40_LENGTH50_HIGHT12_ORIENTATION270_WINDOWSRATIO30%_SKYLIGHTRATIO10%_3Dview.png | WIDTH40_LENGTH50_HIGHT12_ORIENTATION270_WINDOWSRATIO30%_SKYLIGHTRATIO10%.json
50 | 40 | 8 | 225 | 40% | 10% | 4000 | 18 | 28 | 1.36 | 0.34 | 46.03 | 1.0083 | 47.0383 | WIDTH50_LENGTH50_HIGHT12_ORIENTATION270_WINDOWSRATIO30%_SKYLIGHTRATIO10%_3Dview.png | WIDTH50_LENGTH50_HIGHT12_ORIENTATION270_WINDOWSRATIO30%_SKYLIGHTRATIO10%.json
40 | 50 | 8 | 225 | 40% | 10% | 4000 | 28 | 18 | 1.36 | 0.34 | 46.0291 | 1.0066 | 47.0356 | WIDTH60_LENGTH50_HIGHT12_ORIENTATION270_WINDOWSRATIO30%_SKYLIGHTRATIO10%_3Dview.png | WIDTH60_LENGTH50_HIGHT12_ORIENTATION270_WINDOWSRATIO30%_SKYLIGHTRATIO10%.json
50 | 40 | 8 | 270 | 40% | 10% | 4000 | 18 | 28 | 1.36 | 0.34 | 46.1324 | 0.95736 | 47.0898 | WIDTH30_LENGTH60_HIGHT12_ORIENTATION270_WINDOWSRATIO30%_SKYLIGHTRATIO10%_3Dview.png | WIDTH30_LENGTH60_HIGHT12_ORIENTATION270_WINDOWSRATIO30%_SKYLIGHTRATIO10%.json
40 | 50 | 8 | 270 | 40% | 10% | 4000 | 28 | 18 | 1.36 | 0.34 | 46.1693 | 0.92406 | 47.0933 | WIDTH40_LENGTH60_HIGHT12_ORIENTATION270_WINDOWSRATIO30%_SKYLIGHTRATIO10%_3Dview.png | WIDTH40_LENGTH60_HIGHT12_ORIENTATION270_WINDOWSRATIO30%_SKYLIGHTRATIO10%.json
50 | 40 | 8 | 315 | 40% | 10% | 4000 | 18 | 28 | 1.36 | 0.34 | 46.028 | 1.0071 | 47.0351 | WIDTH50_LENGTH60_HIGHT12_ORIENTATION270_WINDOWSRATIO30%_SKYLIGHTRATIO10%_3Dview.png | WIDTH50_LENGTH60_HIGHT12_ORIENTATION270_WINDOWSRATIO30%_SKYLIGHTRATIO10%.json
40 | 50 | 8 | 315 | 40% | 10% | 4000 | 28 | 18 | 1.36 | 0.34 | 46.0276 | 1.0093 | 47.0369 | WIDTH60_LENGTH60_HIGHT12_ORIENTATION270_WINDOWSRATIO30%_SKYLIGHTRATIO10%_3Dview.png | WIDTH60_LENGTH60_HIGHT12_ORIENTATION270_WINDOWSRATIO30%_SKYLIGHTRATIO10%.json
50 | 40 | 8 | 0 | 10% | 20% | 4000 | 18 | 28 | 1.36 | 0.34 | 47.0479 | 1.345 | 48.3929 | WIDTH30_LENGTH30_HIGHT16_ORIENTATION270_WINDOWSRATIO30%_SKYLIGHTRATIO10%_3Dview.png | WIDTH30_LENGTH30_HIGHT16_ORIENTATION270_WINDOWSRATIO30%_SKYLIGHTRATIO10%.json
40 | 50 | 8 | 0 | 10% | 20% | 4000 | 28 | 18 | 1.36 | 0.34 | 47.0443 | 1.3618 | 48.4061 | WIDTH40_LENGTH30_HIGHT16_ORIENTATION270_WINDOWSRATIO30%_SKYLIGHTRATIO10%_3Dview.png | WIDTH40_LENGTH30_HIGHT16_ORIENTATION270_WINDOWSRATIO30%_SKYLIGHTRATIO10%.json
50 | 40 | 8 | 45 | 10% | 20% | 4000 | 18 | 28 | 1.36 | 0.34 | 46.9584 | 1.399 | 48.3575 | WIDTH50_LENGTH30_HIGHT16_ORIENTATION270_WINDOWSRATIO30%_SKYLIGHTRATIO10%_3Dview.png | WIDTH50_LENGTH30_HIGHT16_ORIENTATION270_WINDOWSRATIO30%_SKYLIGHTRATIO10%.json
40 | 50 | 8 | 45 | 10% | 20% | 4000 | 28 | 18 | 1.36 | 0.34 | 46.9355 | 1.4025 | 48.3381 | WIDTH60_LENGTH30_HIGHT16_ORIENTATION270_WINDOWSRATIO30%_SKYLIGHTRATIO10%_3Dview.png | WIDTH60_LENGTH30_HIGHT16_ORIENTATION270_WINDOWSRATIO30%_SKYLIGHTRATIO10%.json
50 | 40 | 8 | 90 | 10% | 20% | 4000 | 18 | 28 | 1.36 | 0.34 | 47.0439 | 1.3608 | 48.4047 | WIDTH30_LENGTH40_HIGHT16_ORIENTATION270_WINDOWSRATIO30%_SKYLIGHTRATIO10%_3Dview.png | WIDTH30_LENGTH40_HIGHT16_ORIENTATION270_WINDOWSRATIO30%_SKYLIGHTRATIO10%.json
40 | 50 | 8 | 90 | 10% | 20% | 4000 | 28 | 18 | 1.36 | 0.34 | 47.0464 | 1.3418 | 48.3883 | WIDTH40_LENGTH40_HIGHT16_ORIENTATION270_WINDOWSRATIO30%_SKYLIGHTRATIO10%_3Dview.png | WIDTH40_LENGTH40_HIGHT16_ORIENTATION270_WINDOWSRATIO30%_SKYLIGHTRATIO10%.json
50 | 40 | 8 | 135 | 10% | 20% | 4000 | 18 | 28 | 1.36 | 0.34 | 46.946 | 1.3998 | 48.3458 | WIDTH50_LENGTH40_HIGHT16_ORIENTATION270_WINDOWSRATIO30%_SKYLIGHTRATIO10%_3Dview.png | WIDTH50_LENGTH40_HIGHT16_ORIENTATION270_WINDOWSRATIO30%_SKYLIGHTRATIO10%.json
40 | 50 | 8 | 135 | 10% | 20% | 4000 | 28 | 18 | 1.36 | 0.34 | 46.9602 | 1.4048 | 48.365 | WIDTH60_LENGTH40_HIGHT16_ORIENTATION270_WINDOWSRATIO30%_SKYLIGHTRATIO10%_3Dview.png | WIDTH60_LENGTH40_HIGHT16_ORIENTATION270_WINDOWSRATIO30%_SKYLIGHTRATIO10%.json
50 | 40 | 8 | 180 | 10% | 20% | 4000 | 18 | 28 | 1.36 | 0.34 | 47.0479 | 1.345 | 48.3929 | WIDTH30_LENGTH50_HIGHT16_ORIENTATION270_WINDOWSRATIO30%_SKYLIGHTRATIO10%_3Dview.png | WIDTH30_LENGTH50_HIGHT16_ORIENTATION270_WINDOWSRATIO30%_SKYLIGHTRATIO10%.json
40 | 50 | 8 | 180 | 10% | 20% | 4000 | 28 | 18 | 1.36 | 0.34 | 47.0443 | 1.3618 | 48.4061 | WIDTH40_LENGTH50_HIGHT16_ORIENTATION270_WINDOWSRATIO30%_SKYLIGHTRATIO10%_3Dview.png | WIDTH40_LENGTH50_HIGHT16_ORIENTATION270_WINDOWSRATIO30%_SKYLIGHTRATIO10%.json
50 | 40 | 8 | 225 | 10% | 20% | 4000 | 18 | 28 | 1.36 | 0.34 | 46.9584 | 1.399 | 48.3575 | WIDTH50_LENGTH50_HIGHT16_ORIENTATION270_WINDOWSRATIO30%_SKYLIGHTRATIO10%_3Dview.png | WIDTH50_LENGTH50_HIGHT16_ORIENTATION270_WINDOWSRATIO30%_SKYLIGHTRATIO10%.json
40 | 50 | 8 | 225 | 10% | 20% | 4000 | 28 | 18 | 1.36 | 0.34 | 46.9356 | 1.4024 | 48.3379 | WIDTH60_LENGTH50_HIGHT16_ORIENTATION270_WINDOWSRATIO30%_SKYLIGHTRATIO10%_3Dview.png | WIDTH60_LENGTH50_HIGHT16_ORIENTATION270_WINDOWSRATIO30%_SKYLIGHTRATIO10%.json
50 | 40 | 8 | 270 | 10% | 20% | 4000 | 18 | 28 | 1.36 | 0.34 | 47.0439 | 1.3608 | 48.4047 | WIDTH30_LENGTH60_HIGHT16_ORIENTATION270_WINDOWSRATIO30%_SKYLIGHTRATIO10%_3Dview.png | WIDTH30_LENGTH60_HIGHT16_ORIENTATION270_WINDOWSRATIO30%_SKYLIGHTRATIO10%.json
40 | 50 | 8 | 270 | 10% | 20% | 4000 | 28 | 18 | 1.36 | 0.34 | 47.0464 | 1.3418 | 48.3883 | WIDTH40_LENGTH60_HIGHT16_ORIENTATION270_WINDOWSRATIO30%_SKYLIGHTRATIO10%_3Dview.png | WIDTH40_LENGTH60_HIGHT16_ORIENTATION270_WINDOWSRATIO30%_SKYLIGHTRATIO10%.json
50 | 40 | 8 | 315 | 10% | 20% | 4000 | 18 | 28 | 1.36 | 0.34 | 46.946 | 1.3998 | 48.3458 | WIDTH50_LENGTH60_HIGHT16_ORIENTATION270_WINDOWSRATIO30%_SKYLIGHTRATIO10%_3Dview.png | WIDTH50_LENGTH60_HIGHT16_ORIENTATION270_WINDOWSRATIO30%_SKYLIGHTRATIO10%.json
40 | 50 | 8 | 315 | 10% | 20% | 4000 | 28 | 18 | 1.36 | 0.34 | 46.9494 | 1.4025 | 48.3519 | WIDTH60_LENGTH60_HIGHT16_ORIENTATION270_WINDOWSRATIO30%_SKYLIGHTRATIO10%_3Dview.png | WIDTH60_LENGTH60_HIGHT16_ORIENTATION270_WINDOWSRATIO30%_SKYLIGHTRATIO10%.json
50 | 40 | 8 | 0 | 20% | 20% | 4000 | 18 | 28 | 1.36 | 0.34 | 47.9171 | 1.1399 | 49.057 | WIDTH30_LENGTH30_HIGHT8_ORIENTATION315_WINDOWSRATIO30%_SKYLIGHTRATIO10%_3Dview.png | WIDTH30_LENGTH30_HIGHT8_ORIENTATION315_WINDOWSRATIO30%_SKYLIGHTRATIO10%.json
40 | 50 | 8 | 0 | 20% | 20% | 4000 | 28 | 18 | 1.36 | 0.34 | 47.9065 | 1.1642 | 49.0708 | WIDTH40_LENGTH30_HIGHT8_ORIENTATION315_WINDOWSRATIO30%_SKYLIGHTRATIO10%_3Dview.png | WIDTH40_LENGTH30_HIGHT8_ORIENTATION315_WINDOWSRATIO30%_SKYLIGHTRATIO10%.json
50 | 40 | 8 | 45 | 20% | 20% | 4000 | 18 | 28 | 1.36 | 0.34 | 47.8153 | 1.2067 | 49.022 | WIDTH50_LENGTH30_HIGHT8_ORIENTATION315_WINDOWSRATIO30%_SKYLIGHTRATIO10%_3Dview.png | WIDTH50_LENGTH30_HIGHT8_ORIENTATION315_WINDOWSRATIO30%_SKYLIGHTRATIO10%.json
40 | 50 | 8 | 45 | 20% | 20% | 4000 | 28 | 18 | 1.36 | 0.34 | 47.7926 | 1.2104 | 49.003 | WIDTH60_LENGTH30_HIGHT8_ORIENTATION315_WINDOWSRATIO30%_SKYLIGHTRATIO10%_3Dview.png | WIDTH60_LENGTH30_HIGHT8_ORIENTATION315_WINDOWSRATIO30%_SKYLIGHTRATIO10%.json
50 | 40 | 8 | 90 | 20% | 20% | 4000 | 18 | 28 | 1.36 | 0.34 | 47.9068 | 1.1634 | 49.0702 | WIDTH30_LENGTH40_HIGHT8_ORIENTATION315_WINDOWSRATIO30%_SKYLIGHTRATIO10%_3Dview.png | WIDTH30_LENGTH40_HIGHT8_ORIENTATION315_WINDOWSRATIO30%_SKYLIGHTRATIO10%.json
40 | 50 | 8 | 90 | 20% | 20% | 4000 | 28 | 18 | 1.36 | 0.34 | 47.9187 | 1.1384 | 49.0571 | WIDTH40_LENGTH40_HIGHT8_ORIENTATION315_WINDOWSRATIO30%_SKYLIGHTRATIO10%_3Dview.png | WIDTH40_LENGTH40_HIGHT8_ORIENTATION315_WINDOWSRATIO30%_SKYLIGHTRATIO10%.json
50 | 40 | 8 | 135 | 20% | 20% | 4000 | 18 | 28 | 1.36 | 0.34 | 47.8018 | 1.2072 | 49.009 | WIDTH50_LENGTH40_HIGHT8_ORIENTATION315_WINDOWSRATIO30%_SKYLIGHTRATIO10%_3Dview.png | WIDTH50_LENGTH40_HIGHT8_ORIENTATION315_WINDOWSRATIO30%_SKYLIGHTRATIO10%.json
40 | 50 | 8 | 135 | 20% | 20% | 4000 | 28 | 18 | 1.36 | 0.34 | 47.8128 | 1.21 | 49.0228 | WIDTH60_LENGTH40_HIGHT8_ORIENTATION315_WINDOWSRATIO30%_SKYLIGHTRATIO10%_3Dview.png | WIDTH60_LENGTH40_HIGHT8_ORIENTATION315_WINDOWSRATIO30%_SKYLIGHTRATIO10%.json
50 | 40 | 8 | 180 | 20% | 20% | 4000 | 18 | 28 | 1.36 | 0.34 | 47.9171 | 1.1399 | 49.057 | WIDTH30_LENGTH50_HIGHT8_ORIENTATION315_WINDOWSRATIO30%_SKYLIGHTRATIO10%_3Dview.png | WIDTH30_LENGTH50_HIGHT8_ORIENTATION315_WINDOWSRATIO30%_SKYLIGHTRATIO10%.json
40 | 50 | 8 | 180 | 20% | 20% | 4000 | 28 | 18 | 1.36 | 0.34 | 47.9065 | 1.1642 | 49.0708 | WIDTH40_LENGTH50_HIGHT8_ORIENTATION315_WINDOWSRATIO30%_SKYLIGHTRATIO10%_3Dview.png | WIDTH40_LENGTH50_HIGHT8_ORIENTATION315_WINDOWSRATIO30%_SKYLIGHTRATIO10%.json
50 | 40 | 8 | 225 | 20% | 20% | 4000 | 18 | 28 | 1.36 | 0.34 | 47.8153 | 1.2067 | 49.022 | WIDTH50_LENGTH50_HIGHT8_ORIENTATION315_WINDOWSRATIO30%_SKYLIGHTRATIO10%_3Dview.png | WIDTH50_LENGTH50_HIGHT8_ORIENTATION315_WINDOWSRATIO30%_SKYLIGHTRATIO10%.json
40 | 50 | 8 | 225 | 20% | 20% | 4000 | 28 | 18 | 1.36 | 0.34 | 47.7925 | 1.2103 | 49.0028 | WIDTH60_LENGTH50_HIGHT8_ORIENTATION315_WINDOWSRATIO30%_SKYLIGHTRATIO10%_3Dview.png | WIDTH60_LENGTH50_HIGHT8_ORIENTATION315_WINDOWSRATIO30%_SKYLIGHTRATIO10%.json
50 | 40 | 8 | 270 | 20% | 20% | 4000 | 18 | 28 | 1.36 | 0.34 | 47.9068 | 1.1634 | 49.0702 | WIDTH30_LENGTH60_HIGHT8_ORIENTATION315_WINDOWSRATIO30%_SKYLIGHTRATIO10%_3Dview.png | WIDTH30_LENGTH60_HIGHT8_ORIENTATION315_WINDOWSRATIO30%_SKYLIGHTRATIO10%.json
40 | 50 | 8 | 270 | 20% | 20% | 4000 | 28 | 18 | 1.36 | 0.34 | 47.9187 | 1.1384 | 49.0571 | WIDTH40_LENGTH60_HIGHT8_ORIENTATION315_WINDOWSRATIO30%_SKYLIGHTRATIO10%_3Dview.png | WIDTH40_LENGTH60_HIGHT8_ORIENTATION315_WINDOWSRATIO30%_SKYLIGHTRATIO10%.json
50 | 40 | 8 | 315 | 20% | 20% | 4000 | 18 | 28 | 1.36 | 0.34 | 47.8018 | 1.2072 | 49.009 | WIDTH50_LENGTH60_HIGHT8_ORIENTATION315_WINDOWSRATIO30%_SKYLIGHTRATIO10%_3Dview.png | WIDTH50_LENGTH60_HIGHT8_ORIENTATION315_WINDOWSRATIO30%_SKYLIGHTRATIO10%.json
40 | 50 | 8 | 315 | 20% | 20% | 4000 | 28 | 18 | 1.36 | 0.34 | 47.8063 | 1.2101 | 49.0163 | WIDTH60_LENGTH60_HIGHT8_ORIENTATION315_WINDOWSRATIO30%_SKYLIGHTRATIO10%_3Dview.png | WIDTH60_LENGTH60_HIGHT8_ORIENTATION315_WINDOWSRATIO30%_SKYLIGHTRATIO10%.json
50 | 40 | 8 | 0 | 30% | 20% | 4000 | 18 | 28 | 1.36 | 0.34 | 48.5871 | 0.97272 | 49.5598 | WIDTH30_LENGTH30_HIGHT12_ORIENTATION315_WINDOWSRATIO30%_SKYLIGHTRATIO10%_3Dview.png | WIDTH30_LENGTH30_HIGHT12_ORIENTATION315_WINDOWSRATIO30%_SKYLIGHTRATIO10%.json
40 | 50 | 8 | 0 | 30% | 20% | 4000 | 28 | 18 | 1.36 | 0.34 | 48.5657 | 1.0004 | 49.5662 | WIDTH40_LENGTH30_HIGHT12_ORIENTATION315_WINDOWSRATIO30%_SKYLIGHTRATIO10%_3Dview.png | WIDTH40_LENGTH30_HIGHT12_ORIENTATION315_WINDOWSRATIO30%_SKYLIGHTRATIO10%.json
50 | 40 | 8 | 45 | 30% | 20% | 4000 | 18 | 28 | 1.36 | 0.34 | 48.4673 | 1.0457 | 49.513 | WIDTH50_LENGTH30_HIGHT12_ORIENTATION315_WINDOWSRATIO30%_SKYLIGHTRATIO10%_3Dview.png | WIDTH50_LENGTH30_HIGHT12_ORIENTATION315_WINDOWSRATIO30%_SKYLIGHTRATIO10%.json
40 | 50 | 8 | 45 | 30% | 20% | 4000 | 28 | 18 | 1.36 | 0.34 | 48.4477 | 1.0494 | 49.497 | WIDTH60_LENGTH30_HIGHT12_ORIENTATION315_WINDOWSRATIO30%_SKYLIGHTRATIO10%_3Dview.png | WIDTH60_LENGTH30_HIGHT12_ORIENTATION315_WINDOWSRATIO30%_SKYLIGHTRATIO10%.json
50 | 40 | 8 | 90 | 30% | 20% | 4000 | 18 | 28 | 1.36 | 0.34 | 48.5659 | 0.99948 | 49.5654 | WIDTH30_LENGTH40_HIGHT12_ORIENTATION315_WINDOWSRATIO30%_SKYLIGHTRATIO10%_3Dview.png | WIDTH30_LENGTH40_HIGHT12_ORIENTATION315_WINDOWSRATIO30%_SKYLIGHTRATIO10%.json
40 | 50 | 8 | 90 | 30% | 20% | 4000 | 28 | 18 | 1.36 | 0.34 | 48.5888 | 0.97213 | 49.561 | WIDTH40_LENGTH40_HIGHT12_ORIENTATION315_WINDOWSRATIO30%_SKYLIGHTRATIO10%_3Dview.png | WIDTH40_LENGTH40_HIGHT12_ORIENTATION315_WINDOWSRATIO30%_SKYLIGHTRATIO10%.json
50 | 40 | 8 | 135 | 30% | 20% | 4000 | 18 | 28 | 1.36 | 0.34 | 48.4555 | 1.0472 | 49.5027 | WIDTH50_LENGTH40_HIGHT12_ORIENTATION315_WINDOWSRATIO30%_SKYLIGHTRATIO10%_3Dview.png | WIDTH50_LENGTH40_HIGHT12_ORIENTATION315_WINDOWSRATIO30%_SKYLIGHTRATIO10%.json
40 | 50 | 8 | 135 | 30% | 20% | 4000 | 28 | 18 | 1.36 | 0.34 | 48.463 | 1.0504 | 49.5134 | WIDTH60_LENGTH40_HIGHT12_ORIENTATION315_WINDOWSRATIO30%_SKYLIGHTRATIO10%_3Dview.png | WIDTH60_LENGTH40_HIGHT12_ORIENTATION315_WINDOWSRATIO30%_SKYLIGHTRATIO10%.json
50 | 40 | 8 | 180 | 30% | 20% | 4000 | 18 | 28 | 1.36 | 0.34 | 48.5871 | 0.97272 | 49.5598 | WIDTH30_LENGTH50_HIGHT12_ORIENTATION315_WINDOWSRATIO30%_SKYLIGHTRATIO10%_3Dview.png | WIDTH30_LENGTH50_HIGHT12_ORIENTATION315_WINDOWSRATIO30%_SKYLIGHTRATIO10%.json
40 | 50 | 8 | 180 | 30% | 20% | 4000 | 28 | 18 | 1.36 | 0.34 | 48.5657 | 1.0004 | 49.5662 | WIDTH40_LENGTH50_HIGHT12_ORIENTATION315_WINDOWSRATIO30%_SKYLIGHTRATIO10%_3Dview.png | WIDTH40_LENGTH50_HIGHT12_ORIENTATION315_WINDOWSRATIO30%_SKYLIGHTRATIO10%.json
50 | 40 | 8 | 225 | 30% | 20% | 4000 | 18 | 28 | 1.36 | 0.34 | 48.4673 | 1.0457 | 49.513 | WIDTH50_LENGTH50_HIGHT12_ORIENTATION315_WINDOWSRATIO30%_SKYLIGHTRATIO10%_3Dview.png | WIDTH50_LENGTH50_HIGHT12_ORIENTATION315_WINDOWSRATIO30%_SKYLIGHTRATIO10%.json
40 | 50 | 8 | 225 | 30% | 20% | 4000 | 28 | 18 | 1.36 | 0.34 | 48.4475 | 1.0492 | 49.4967 | WIDTH60_LENGTH50_HIGHT12_ORIENTATION315_WINDOWSRATIO30%_SKYLIGHTRATIO10%_3Dview.png | WIDTH60_LENGTH50_HIGHT12_ORIENTATION315_WINDOWSRATIO30%_SKYLIGHTRATIO10%.json
50 | 40 | 8 | 270 | 30% | 20% | 4000 | 18 | 28 | 1.36 | 0.34 | 48.5659 | 0.99948 | 49.5654 | WIDTH30_LENGTH60_HIGHT12_ORIENTATION315_WINDOWSRATIO30%_SKYLIGHTRATIO10%_3Dview.png | WIDTH30_LENGTH60_HIGHT12_ORIENTATION315_WINDOWSRATIO30%_SKYLIGHTRATIO10%.json
40 | 50 | 8 | 270 | 30% | 20% | 4000 | 28 | 18 | 1.36 | 0.34 | 48.5888 | 0.97213 | 49.561 | WIDTH40_LENGTH60_HIGHT12_ORIENTATION315_WINDOWSRATIO30%_SKYLIGHTRATIO10%_3Dview.png | WIDTH40_LENGTH60_HIGHT12_ORIENTATION315_WINDOWSRATIO30%_SKYLIGHTRATIO10%.json
50 | 40 | 8 | 315 | 30% | 20% | 4000 | 18 | 28 | 1.36 | 0.34 | 48.4555 | 1.0472 | 49.5027 | WIDTH50_LENGTH60_HIGHT12_ORIENTATION315_WINDOWSRATIO30%_SKYLIGHTRATIO10%_3Dview.png | WIDTH50_LENGTH60_HIGHT12_ORIENTATION315_WINDOWSRATIO30%_SKYLIGHTRATIO10%.json
40 | 50 | 8 | 315 | 30% | 20% | 4000 | 28 | 18 | 1.36 | 0.34 | 48.4593 | 1.0489 | 49.5083 | WIDTH60_LENGTH60_HIGHT12_ORIENTATION315_WINDOWSRATIO30%_SKYLIGHTRATIO10%_3Dview.png | WIDTH60_LENGTH60_HIGHT12_ORIENTATION315_WINDOWSRATIO30%_SKYLIGHTRATIO10%.json
50 | 40 | 8 | 0 | 40% | 20% | 4000 | 18 | 28 | 1.36 | 0.34 | 49.1047 | 0.83741 | 49.9421 | WIDTH30_LENGTH30_HIGHT16_ORIENTATION315_WINDOWSRATIO30%_SKYLIGHTRATIO10%_3Dview.png | WIDTH30_LENGTH30_HIGHT16_ORIENTATION315_WINDOWSRATIO30%_SKYLIGHTRATIO10%.json
40 | 50 | 8 | 0 | 40% | 20% | 4000 | 28 | 18 | 1.36 | 0.34 | 49.0669 | 0.86672 | 49.9336 | WIDTH40_LENGTH30_HIGHT16_ORIENTATION315_WINDOWSRATIO30%_SKYLIGHTRATIO10%_3Dview.png | WIDTH40_LENGTH30_HIGHT16_ORIENTATION315_WINDOWSRATIO30%_SKYLIGHTRATIO10%.json
50 | 40 | 8 | 45 | 40% | 20% | 4000 | 18 | 28 | 1.36 | 0.34 | 48.972 | 0.91351 | 49.8855 | WIDTH50_LENGTH30_HIGHT16_ORIENTATION315_WINDOWSRATIO30%_SKYLIGHTRATIO10%_3Dview.png | WIDTH50_LENGTH30_HIGHT16_ORIENTATION315_WINDOWSRATIO30%_SKYLIGHTRATIO10%.json
40 | 50 | 8 | 45 | 40% | 20% | 4000 | 28 | 18 | 1.36 | 0.34 | 48.9591 | 0.91482 | 49.8739 | WIDTH60_LENGTH30_HIGHT16_ORIENTATION315_WINDOWSRATIO30%_SKYLIGHTRATIO10%_3Dview.png | WIDTH60_LENGTH30_HIGHT16_ORIENTATION315_WINDOWSRATIO30%_SKYLIGHTRATIO10%.json
50 | 40 | 8 | 90 | 40% | 20% | 4000 | 18 | 28 | 1.36 | 0.34 | 49.0671 | 0.86597 | 49.9331 | WIDTH30_LENGTH40_HIGHT16_ORIENTATION315_WINDOWSRATIO30%_SKYLIGHTRATIO10%_3Dview.png | WIDTH30_LENGTH40_HIGHT16_ORIENTATION315_WINDOWSRATIO30%_SKYLIGHTRATIO10%.json
40 | 50 | 8 | 90 | 40% | 20% | 4000 | 28 | 18 | 1.36 | 0.34 | 49.1066 | 0.83552 | 49.9421 | WIDTH40_LENGTH40_HIGHT16_ORIENTATION315_WINDOWSRATIO30%_SKYLIGHTRATIO10%_3Dview.png | WIDTH40_LENGTH40_HIGHT16_ORIENTATION315_WINDOWSRATIO30%_SKYLIGHTRATIO10%.json
50 | 40 | 8 | 135 | 40% | 20% | 4000 | 18 | 28 | 1.36 | 0.34 | 48.9657 | 0.91285 | 49.8785 | WIDTH50_LENGTH40_HIGHT16_ORIENTATION315_WINDOWSRATIO30%_SKYLIGHTRATIO10%_3Dview.png | WIDTH50_LENGTH40_HIGHT16_ORIENTATION315_WINDOWSRATIO30%_SKYLIGHTRATIO10%.json
40 | 50 | 8 | 135 | 40% | 20% | 4000 | 28 | 18 | 1.36 | 0.34 | 48.9676 | 0.91643 | 49.884 | WIDTH60_LENGTH40_HIGHT16_ORIENTATION315_WINDOWSRATIO30%_SKYLIGHTRATIO10%_3Dview.png | WIDTH60_LENGTH40_HIGHT16_ORIENTATION315_WINDOWSRATIO30%_SKYLIGHTRATIO10%.json
50 | 40 | 8 | 180 | 40% | 20% | 4000 | 18 | 28 | 1.36 | 0.34 | 49.1047 | 0.83741 | 49.9421 | WIDTH30_LENGTH50_HIGHT16_ORIENTATION315_WINDOWSRATIO30%_SKYLIGHTRATIO10%_3Dview.png | WIDTH30_LENGTH50_HIGHT16_ORIENTATION315_WINDOWSRATIO30%_SKYLIGHTRATIO10%.json
40 | 50 | 8 | 180 | 40% | 20% | 4000 | 28 | 18 | 1.36 | 0.34 | 49.0669 | 0.86672 | 49.9336 | WIDTH40_LENGTH50_HIGHT16_ORIENTATION315_WINDOWSRATIO30%_SKYLIGHTRATIO10%_3Dview.png | WIDTH40_LENGTH50_HIGHT16_ORIENTATION315_WINDOWSRATIO30%_SKYLIGHTRATIO10%.json
50 | 40 | 8 | 225 | 40% | 20% | 4000 | 18 | 28 | 1.36 | 0.34 | 48.972 | 0.91351 | 49.8855 | WIDTH50_LENGTH50_HIGHT16_ORIENTATION315_WINDOWSRATIO30%_SKYLIGHTRATIO10%_3Dview.png | WIDTH50_LENGTH50_HIGHT16_ORIENTATION315_WINDOWSRATIO30%_SKYLIGHTRATIO10%.json
40 | 50 | 8 | 225 | 40% | 20% | 4000 | 28 | 18 | 1.36 | 0.34 | 48.9589 | 0.91466 | 49.8735 | WIDTH60_LENGTH50_HIGHT16_ORIENTATION315_WINDOWSRATIO30%_SKYLIGHTRATIO10%_3Dview.png | WIDTH60_LENGTH50_HIGHT16_ORIENTATION315_WINDOWSRATIO30%_SKYLIGHTRATIO10%.json
50 | 40 | 8 | 270 | 40% | 20% | 4000 | 18 | 28 | 1.36 | 0.34 | 49.0671 | 0.86597 | 49.9331 | WIDTH30_LENGTH60_HIGHT16_ORIENTATION315_WINDOWSRATIO30%_SKYLIGHTRATIO10%_3Dview.png | WIDTH30_LENGTH60_HIGHT16_ORIENTATION315_WINDOWSRATIO30%_SKYLIGHTRATIO10%.json
40 | 50 | 8 | 270 | 40% | 20% | 4000 | 28 | 18 | 1.36 | 0.34 | 49.1066 | 0.83552 | 49.9421 | WIDTH40_LENGTH60_HIGHT16_ORIENTATION315_WINDOWSRATIO30%_SKYLIGHTRATIO10%_3Dview.png | WIDTH40_LENGTH60_HIGHT16_ORIENTATION315_WINDOWSRATIO30%_SKYLIGHTRATIO10%.json
50 | 40 | 8 | 315 | 40% | 20% | 4000 | 18 | 28 | 1.36 | 0.34 | 48.9657 | 0.91285 | 49.8785 | WIDTH50_LENGTH60_HIGHT16_ORIENTATION315_WINDOWSRATIO30%_SKYLIGHTRATIO10%_3Dview.png | WIDTH50_LENGTH60_HIGHT16_ORIENTATION315_WINDOWSRATIO30%_SKYLIGHTRATIO10%.json
40 | 50 | 8 | 315 | 40% | 20% | 4000 | 28 | 18 | 1.36 | 0.34 | 48.9645 | 0.91641 | 49.8809 | WIDTH60_LENGTH60_HIGHT16_ORIENTATION315_WINDOWSRATIO30%_SKYLIGHTRATIO10%_3Dview.png | WIDTH60_LENGTH60_HIGHT16_ORIENTATION315_WINDOWSRATIO30%_SKYLIGHTRATIO10%.json
50 | 40 | 8 | 0 | 10% | 30% | 4000 | 18 | 28 | 1.36 | 0.34 | 44.8482 | 1.2479 | 46.0961 | WIDTH30_LENGTH30_HIGHT8_ORIENTATION0_WINDOWSRATIO40%_SKYLIGHTRATIO10%_3Dview.png | WIDTH30_LENGTH30_HIGHT8_ORIENTATION0_WINDOWSRATIO40%_SKYLIGHTRATIO10%.json
40 | 50 | 8 | 0 | 10% | 30% | 4000 | 28 | 18 | 1.36 | 0.34 | 44.8451 | 1.2672 | 46.1123 | WIDTH40_LENGTH30_HIGHT8_ORIENTATION0_WINDOWSRATIO40%_SKYLIGHTRATIO10%_3Dview.png | WIDTH40_LENGTH30_HIGHT8_ORIENTATION0_WINDOWSRATIO40%_SKYLIGHTRATIO10%.json
50 | 40 | 8 | 45 | 10% | 30% | 4000 | 18 | 28 | 1.36 | 0.34 | 44.7659 | 1.3026 | 46.0685 | WIDTH50_LENGTH30_HIGHT8_ORIENTATION0_WINDOWSRATIO40%_SKYLIGHTRATIO10%_3Dview.png | WIDTH50_LENGTH30_HIGHT8_ORIENTATION0_WINDOWSRATIO40%_SKYLIGHTRATIO10%.json
40 | 50 | 8 | 45 | 10% | 30% | 4000 | 28 | 18 | 1.36 | 0.34 | 44.732 | 1.3115 | 46.0435 | WIDTH60_LENGTH30_HIGHT8_ORIENTATION0_WINDOWSRATIO40%_SKYLIGHTRATIO10%_3Dview.png | WIDTH60_LENGTH30_HIGHT8_ORIENTATION0_WINDOWSRATIO40%_SKYLIGHTRATIO10%.json
50 | 40 | 8 | 90 | 10% | 30% | 4000 | 18 | 28 | 1.36 | 0.34 | 44.8464 | 1.2662 | 46.1126 | WIDTH30_LENGTH40_HIGHT8_ORIENTATION0_WINDOWSRATIO40%_SKYLIGHTRATIO10%_3Dview.png | WIDTH30_LENGTH40_HIGHT8_ORIENTATION0_WINDOWSRATIO40%_SKYLIGHTRATIO10%.json
40 | 50 | 8 | 90 | 10% | 30% | 4000 | 28 | 18 | 1.36 | 0.34 | 44.8482 | 1.2468 | 46.0951 | WIDTH40_LENGTH40_HIGHT8_ORIENTATION0_WINDOWSRATIO40%_SKYLIGHTRATIO10%_3Dview.png | WIDTH40_LENGTH40_HIGHT8_ORIENTATION0_WINDOWSRATIO40%_SKYLIGHTRATIO10%.json
50 | 40 | 8 | 135 | 10% | 30% | 4000 | 18 | 28 | 1.36 | 0.34 | 44.7333 | 1.312 | 46.0453 | WIDTH50_LENGTH40_HIGHT8_ORIENTATION0_WINDOWSRATIO40%_SKYLIGHTRATIO10%_3Dview.png | WIDTH50_LENGTH40_HIGHT8_ORIENTATION0_WINDOWSRATIO40%_SKYLIGHTRATIO10%.json
40 | 50 | 8 | 135 | 10% | 30% | 4000 | 28 | 18 | 1.36 | 0.34 | 44.7596 | 1.314 | 46.0736 | WIDTH60_LENGTH40_HIGHT8_ORIENTATION0_WINDOWSRATIO40%_SKYLIGHTRATIO10%_3Dview.png | WIDTH60_LENGTH40_HIGHT8_ORIENTATION0_WINDOWSRATIO40%_SKYLIGHTRATIO10%.json
50 | 40 | 8 | 180 | 10% | 30% | 4000 | 18 | 28 | 1.36 | 0.34 | 44.8482 | 1.2479 | 46.0961 | WIDTH30_LENGTH50_HIGHT8_ORIENTATION0_WINDOWSRATIO40%_SKYLIGHTRATIO10%_3Dview.png | WIDTH30_LENGTH50_HIGHT8_ORIENTATION0_WINDOWSRATIO40%_SKYLIGHTRATIO10%.json
40 | 50 | 8 | 180 | 10% | 30% | 4000 | 28 | 18 | 1.36 | 0.34 | 44.8451 | 1.2672 | 46.1123 | WIDTH40_LENGTH50_HIGHT8_ORIENTATION0_WINDOWSRATIO40%_SKYLIGHTRATIO10%_3Dview.png | WIDTH40_LENGTH50_HIGHT8_ORIENTATION0_WINDOWSRATIO40%_SKYLIGHTRATIO10%.json
50 | 40 | 8 | 225 | 10% | 30% | 4000 | 18 | 28 | 1.36 | 0.34 | 44.7171 | 1.3198 | 46.0369 | WIDTH50_LENGTH50_HIGHT8_ORIENTATION0_WINDOWSRATIO40%_SKYLIGHTRATIO10%_3Dview.png | WIDTH50_LENGTH50_HIGHT8_ORIENTATION0_WINDOWSRATIO40%_SKYLIGHTRATIO10%.json
40 | 50 | 8 | 225 | 10% | 30% | 4000 | 28 | 18 | 1.36 | 0.34 | 44.7307 | 1.3109 | 46.0416 | WIDTH60_LENGTH50_HIGHT8_ORIENTATION0_WINDOWSRATIO40%_SKYLIGHTRATIO10%_3Dview.png | WIDTH60_LENGTH50_HIGHT8_ORIENTATION0_WINDOWSRATIO40%_SKYLIGHTRATIO10%.json
50 | 40 | 8 | 270 | 10% | 30% | 4000 | 18 | 28 | 1.36 | 0.34 | 44.8464 | 1.2662 | 46.1126 | WIDTH30_LENGTH60_HIGHT8_ORIENTATION0_WINDOWSRATIO40%_SKYLIGHTRATIO10%_3Dview.png | WIDTH30_LENGTH60_HIGHT8_ORIENTATION0_WINDOWSRATIO40%_SKYLIGHTRATIO10%.json
40 | 50 | 8 | 270 | 10% | 30% | 4000 | 28 | 18 | 1.36 | 0.34 | 44.8482 | 1.2468 | 46.0951 | WIDTH40_LENGTH60_HIGHT8_ORIENTATION0_WINDOWSRATIO40%_SKYLIGHTRATIO10%_3Dview.png | WIDTH40_LENGTH60_HIGHT8_ORIENTATION0_WINDOWSRATIO40%_SKYLIGHTRATIO10%.json
50 | 40 | 8 | 315 | 10% | 30% | 4000 | 18 | 28 | 1.36 | 0.34 | 44.762 | 1.2993 | 46.0613 | WIDTH50_LENGTH60_HIGHT8_ORIENTATION0_WINDOWSRATIO40%_SKYLIGHTRATIO10%_3Dview.png | WIDTH50_LENGTH60_HIGHT8_ORIENTATION0_WINDOWSRATIO40%_SKYLIGHTRATIO10%.json
40 | 50 | 8 | 315 | 10% | 30% | 4000 | 28 | 18 | 1.36 | 0.34 | 44.7647 | 1.3025 | 46.0672 | WIDTH60_LENGTH60_HIGHT8_ORIENTATION0_WINDOWSRATIO40%_SKYLIGHTRATIO10%_3Dview.png | WIDTH60_LENGTH60_HIGHT8_ORIENTATION0_WINDOWSRATIO40%_SKYLIGHTRATIO10%.json
50 | 40 | 8 | 0 | 20% | 30% | 4000 | 18 | 28 | 1.36 | 0.34 | 45.6433 | 1.0522 | 46.6955 | WIDTH30_LENGTH30_HIGHT12_ORIENTATION0_WINDOWSRATIO40%_SKYLIGHTRATIO10%_3Dview.png | WIDTH30_LENGTH30_HIGHT12_ORIENTATION0_WINDOWSRATIO40%_SKYLIGHTRATIO10%.json
40 | 50 | 8 | 0 | 20% | 30% | 4000 | 28 | 18 | 1.36 | 0.34 | 45.625 | 1.0746 | 46.6995 | WIDTH40_LENGTH30_HIGHT12_ORIENTATION0_WINDOWSRATIO40%_SKYLIGHTRATIO10%_3Dview.png | WIDTH40_LENGTH30_HIGHT12_ORIENTATION0_WINDOWSRATIO40%_SKYLIGHTRATIO10%.json
50 | 40 | 8 | 45 | 20% | 30% | 4000 | 18 | 28 | 1.36 | 0.34 | 45.5415 | 1.1166 | 46.6581 | WIDTH50_LENGTH30_HIGHT12_ORIENTATION0_WINDOWSRATIO40%_SKYLIGHTRATIO10%_3Dview.png | WIDTH50_LENGTH30_HIGHT12_ORIENTATION0_WINDOWSRATIO40%_SKYLIGHTRATIO10%.json
40 | 50 | 8 | 45 | 20% | 30% | 4000 | 28 | 18 | 1.36 | 0.34 | 45.5126 | 1.1249 | 46.6375 | WIDTH60_LENGTH30_HIGHT12_ORIENTATION0_WINDOWSRATIO40%_SKYLIGHTRATIO10%_3Dview.png | WIDTH60_LENGTH30_HIGHT12_ORIENTATION0_WINDOWSRATIO40%_SKYLIGHTRATIO10%.json
50 | 40 | 8 | 90 | 20% | 30% | 4000 | 18 | 28 | 1.36 | 0.34 | 45.6261 | 1.0743 | 46.7004 | WIDTH30_LENGTH40_HIGHT12_ORIENTATION0_WINDOWSRATIO40%_SKYLIGHTRATIO10%_3Dview.png | WIDTH30_LENGTH40_HIGHT12_ORIENTATION0_WINDOWSRATIO40%_SKYLIGHTRATIO10%.json
40 | 50 | 8 | 90 | 20% | 30% | 4000 | 28 | 18 | 1.36 | 0.34 | 45.6434 | 1.0512 | 46.6946 | WIDTH40_LENGTH40_HIGHT12_ORIENTATION0_WINDOWSRATIO40%_SKYLIGHTRATIO10%_3Dview.png | WIDTH40_LENGTH40_HIGHT12_ORIENTATION0_WINDOWSRATIO40%_SKYLIGHTRATIO10%.json
50 | 40 | 8 | 135 | 20% | 30% | 4000 | 18 | 28 | 1.36 | 0.34 | 45.5117 | 1.1256 | 46.6373 | WIDTH50_LENGTH40_HIGHT12_ORIENTATION0_WINDOWSRATIO40%_SKYLIGHTRATIO10%_3Dview.png | WIDTH50_LENGTH40_HIGHT12_ORIENTATION0_WINDOWSRATIO40%_SKYLIGHTRATIO10%.json
40 | 50 | 8 | 135 | 20% | 30% | 4000 | 28 | 18 | 1.36 | 0.34 | 50.6756 | 1.127 | 51.8025 | WIDTH60_LENGTH40_HIGHT12_ORIENTATION0_WINDOWSRATIO40%_SKYLIGHTRATIO10%_3Dview.png | WIDTH60_LENGTH40_HIGHT12_ORIENTATION0_WINDOWSRATIO40%_SKYLIGHTRATIO10%.json
50 | 40 | 8 | 180 | 20% | 30% | 4000 | 18 | 28 | 1.36 | 0.34 | 45.6433 | 1.0522 | 46.6955 | WIDTH30_LENGTH50_HIGHT12_ORIENTATION0_WINDOWSRATIO40%_SKYLIGHTRATIO10%_3Dview.png | WIDTH30_LENGTH50_HIGHT12_ORIENTATION0_WINDOWSRATIO40%_SKYLIGHTRATIO10%.json
40 | 50 | 8 | 180 | 20% | 30% | 4000 | 28 | 18 | 1.36 | 0.34 | 45.625 | 1.0746 | 46.6995 | WIDTH40_LENGTH50_HIGHT12_ORIENTATION0_WINDOWSRATIO40%_SKYLIGHTRATIO10%_3Dview.png | WIDTH40_LENGTH50_HIGHT12_ORIENTATION0_WINDOWSRATIO40%_SKYLIGHTRATIO10%.json
50 | 40 | 8 | 225 | 20% | 30% | 4000 | 18 | 28 | 1.36 | 0.34 | 45.5016 | 1.133 | 46.6346 | WIDTH50_LENGTH50_HIGHT12_ORIENTATION0_WINDOWSRATIO40%_SKYLIGHTRATIO10%_3Dview.png | WIDTH50_LENGTH50_HIGHT12_ORIENTATION0_WINDOWSRATIO40%_SKYLIGHTRATIO10%.json
40 | 50 | 8 | 225 | 20% | 30% | 4000 | 28 | 18 | 1.36 | 0.34 | 45.5114 | 1.1244 | 46.6357 | WIDTH60_LENGTH50_HIGHT12_ORIENTATION0_WINDOWSRATIO40%_SKYLIGHTRATIO10%_3Dview.png | WIDTH60_LENGTH50_HIGHT12_ORIENTATION0_WINDOWSRATIO40%_SKYLIGHTRATIO10%.json
50 | 40 | 8 | 270 | 20% | 30% | 4000 | 18 | 28 | 1.36 | 0.34 | 45.6261 | 1.0743 | 46.7004 | WIDTH30_LENGTH60_HIGHT12_ORIENTATION0_WINDOWSRATIO40%_SKYLIGHTRATIO10%_3Dview.png | WIDTH30_LENGTH60_HIGHT12_ORIENTATION0_WINDOWSRATIO40%_SKYLIGHTRATIO10%.json
40 | 50 | 8 | 270 | 20% | 30% | 4000 | 28 | 18 | 1.36 | 0.34 | 45.6434 | 1.0512 | 46.6946 | WIDTH40_LENGTH60_HIGHT12_ORIENTATION0_WINDOWSRATIO40%_SKYLIGHTRATIO10%_3Dview.png | WIDTH40_LENGTH60_HIGHT12_ORIENTATION0_WINDOWSRATIO40%_SKYLIGHTRATIO10%.json
50 | 40 | 8 | 315 | 20% | 30% | 4000 | 18 | 28 | 1.36 | 0.34 | 45.5354 | 1.113 | 46.6484 | WIDTH50_LENGTH60_HIGHT12_ORIENTATION0_WINDOWSRATIO40%_SKYLIGHTRATIO10%_3Dview.png | WIDTH50_LENGTH60_HIGHT12_ORIENTATION0_WINDOWSRATIO40%_SKYLIGHTRATIO10%.json
40 | 50 | 8 | 315 | 20% | 30% | 4000 | 28 | 18 | 1.36 | 0.34 | 45.5394 | 1.1164 | 46.6558 | WIDTH60_LENGTH60_HIGHT12_ORIENTATION0_WINDOWSRATIO40%_SKYLIGHTRATIO10%_3Dview.png | WIDTH60_LENGTH60_HIGHT12_ORIENTATION0_WINDOWSRATIO40%_SKYLIGHTRATIO10%.json
50 | 40 | 8 | 0 | 30% | 30% | 4000 | 18 | 28 | 1.36 | 0.34 | 46.2557 | 0.89069 | 47.1464 | WIDTH30_LENGTH30_HIGHT16_ORIENTATION0_WINDOWSRATIO40%_SKYLIGHTRATIO10%_3Dview.png | WIDTH30_LENGTH30_HIGHT16_ORIENTATION0_WINDOWSRATIO40%_SKYLIGHTRATIO10%.json
40 | 50 | 8 | 0 | 30% | 30% | 4000 | 28 | 18 | 1.36 | 0.34 | 46.2294 | 0.91822 | 47.1476 | WIDTH40_LENGTH30_HIGHT16_ORIENTATION0_WINDOWSRATIO40%_SKYLIGHTRATIO10%_3Dview.png | WIDTH40_LENGTH30_HIGHT16_ORIENTATION0_WINDOWSRATIO40%_SKYLIGHTRATIO10%.json
50 | 40 | 8 | 45 | 30% | 30% | 4000 | 18 | 28 | 1.36 | 0.34 | 46.1411 | 0.96206 | 47.1032 | WIDTH50_LENGTH30_HIGHT16_ORIENTATION0_WINDOWSRATIO40%_SKYLIGHTRATIO10%_3Dview.png | WIDTH50_LENGTH30_HIGHT16_ORIENTATION0_WINDOWSRATIO40%_SKYLIGHTRATIO10%.json
40 | 50 | 8 | 45 | 30% | 30% | 4000 | 28 | 18 | 1.36 | 0.34 | 46.1137 | 0.97337 | 47.0871 | WIDTH60_LENGTH30_HIGHT16_ORIENTATION0_WINDOWSRATIO40%_SKYLIGHTRATIO10%_3Dview.png | WIDTH60_LENGTH30_HIGHT16_ORIENTATION0_WINDOWSRATIO40%_SKYLIGHTRATIO10%.json
50 | 40 | 8 | 90 | 30% | 30% | 4000 | 18 | 28 | 1.36 | 0.34 | 46.2303 | 0.91733 | 47.1476 | WIDTH30_LENGTH40_HIGHT16_ORIENTATION0_WINDOWSRATIO40%_SKYLIGHTRATIO10%_3Dview.png | WIDTH30_LENGTH40_HIGHT16_ORIENTATION0_WINDOWSRATIO40%_SKYLIGHTRATIO10%.json
40 | 50 | 8 | 90 | 30% | 30% | 4000 | 28 | 18 | 1.36 | 0.34 | 46.2562 | 0.88951 | 47.1457 | WIDTH40_LENGTH40_HIGHT16_ORIENTATION0_WINDOWSRATIO40%_SKYLIGHTRATIO10%_3Dview.png | WIDTH40_LENGTH40_HIGHT16_ORIENTATION0_WINDOWSRATIO40%_SKYLIGHTRATIO10%.json
50 | 40 | 8 | 135 | 30% | 30% | 4000 | 18 | 28 | 1.36 | 0.34 | 46.1124 | 0.97399 | 47.0863 | WIDTH50_LENGTH40_HIGHT16_ORIENTATION0_WINDOWSRATIO40%_SKYLIGHTRATIO10%_3Dview.png | WIDTH50_LENGTH40_HIGHT16_ORIENTATION0_WINDOWSRATIO40%_SKYLIGHTRATIO10%.json
40 | 50 | 8 | 135 | 30% | 30% | 4000 | 28 | 18 | 1.36 | 0.34 | 51.281 | 0.9753 | 52.2563 | WIDTH60_LENGTH40_HIGHT16_ORIENTATION0_WINDOWSRATIO40%_SKYLIGHTRATIO10%_3Dview.png | WIDTH60_LENGTH40_HIGHT16_ORIENTATION0_WINDOWSRATIO40%_SKYLIGHTRATIO10%.json
50 | 40 | 8 | 180 | 30% | 30% | 4000 | 18 | 28 | 1.36 | 0.34 | 46.2557 | 0.89069 | 47.1464 | WIDTH30_LENGTH50_HIGHT16_ORIENTATION0_WINDOWSRATIO40%_SKYLIGHTRATIO10%_3Dview.png | WIDTH30_LENGTH50_HIGHT16_ORIENTATION0_WINDOWSRATIO40%_SKYLIGHTRATIO10%.json
40 | 50 | 8 | 180 | 30% | 30% | 4000 | 28 | 18 | 1.36 | 0.34 | 46.2294 | 0.91822 | 47.1476 | WIDTH40_LENGTH50_HIGHT16_ORIENTATION0_WINDOWSRATIO40%_SKYLIGHTRATIO10%_3Dview.png | WIDTH40_LENGTH50_HIGHT16_ORIENTATION0_WINDOWSRATIO40%_SKYLIGHTRATIO10%.json
50 | 40 | 8 | 225 | 30% | 30% | 4000 | 18 | 28 | 1.36 | 0.34 | 46.1038 | 0.97947 | 47.0833 | WIDTH50_LENGTH50_HIGHT16_ORIENTATION0_WINDOWSRATIO40%_SKYLIGHTRATIO10%_3Dview.png | WIDTH50_LENGTH50_HIGHT16_ORIENTATION0_WINDOWSRATIO40%_SKYLIGHTRATIO10%.json
40 | 50 | 8 | 225 | 30% | 30% | 4000 | 28 | 18 | 1.36 | 0.34 | 46.1126 | 0.97301 | 47.0857 | WIDTH60_LENGTH50_HIGHT16_ORIENTATION0_WINDOWSRATIO40%_SKYLIGHTRATIO10%_3Dview.png | WIDTH60_LENGTH50_HIGHT16_ORIENTATION0_WINDOWSRATIO40%_SKYLIGHTRATIO10%.json
50 | 40 | 8 | 270 | 30% | 30% | 4000 | 18 | 28 | 1.36 | 0.34 | 46.2303 | 0.91733 | 47.1476 | WIDTH30_LENGTH60_HIGHT16_ORIENTATION0_WINDOWSRATIO40%_SKYLIGHTRATIO10%_3Dview.png | WIDTH30_LENGTH60_HIGHT16_ORIENTATION0_WINDOWSRATIO40%_SKYLIGHTRATIO10%.json
40 | 50 | 8 | 270 | 30% | 30% | 4000 | 28 | 18 | 1.36 | 0.34 | 46.2562 | 0.88951 | 47.1457 | WIDTH40_LENGTH60_HIGHT16_ORIENTATION0_WINDOWSRATIO40%_SKYLIGHTRATIO10%_3Dview.png | WIDTH40_LENGTH60_HIGHT16_ORIENTATION0_WINDOWSRATIO40%_SKYLIGHTRATIO10%.json
50 | 40 | 8 | 315 | 30% | 30% | 4000 | 18 | 28 | 1.36 | 0.34 | 46.1362 | 0.95995 | 47.0961 | WIDTH50_LENGTH60_HIGHT16_ORIENTATION0_WINDOWSRATIO40%_SKYLIGHTRATIO10%_3Dview.png | WIDTH50_LENGTH60_HIGHT16_ORIENTATION0_WINDOWSRATIO40%_SKYLIGHTRATIO10%.json
40 | 50 | 8 | 315 | 30% | 30% | 4000 | 28 | 18 | 1.36 | 0.34 | 46.139 | 0.9618 | 47.1008 | WIDTH60_LENGTH60_HIGHT16_ORIENTATION0_WINDOWSRATIO40%_SKYLIGHTRATIO10%_3Dview.png | WIDTH60_LENGTH60_HIGHT16_ORIENTATION0_WINDOWSRATIO40%_SKYLIGHTRATIO10%.json
50 | 40 | 8 | 0 | 40% | 30% | 4000 | 18 | 28 | 1.36 | 0.34 | 46.7278 | 0.76759 | 47.4954 | WIDTH30_LENGTH30_HIGHT8_ORIENTATION45_WINDOWSRATIO40%_SKYLIGHTRATIO10%_3Dview.png | WIDTH30_LENGTH30_HIGHT8_ORIENTATION45_WINDOWSRATIO40%_SKYLIGHTRATIO10%.json
40 | 50 | 8 | 0 | 40% | 30% | 4000 | 28 | 18 | 1.36 | 0.34 | 46.6864 | 0.79442 | 47.4809 | WIDTH40_LENGTH30_HIGHT8_ORIENTATION45_WINDOWSRATIO40%_SKYLIGHTRATIO10%_3Dview.png | WIDTH40_LENGTH30_HIGHT8_ORIENTATION45_WINDOWSRATIO40%_SKYLIGHTRATIO10%.json
50 | 40 | 8 | 45 | 40% | 30% | 4000 | 18 | 28 | 1.36 | 0.34 | 46.5981 | 0.83736 | 47.4355 | WIDTH50_LENGTH30_HIGHT8_ORIENTATION45_WINDOWSRATIO40%_SKYLIGHTRATIO10%_3Dview.png | WIDTH50_LENGTH30_HIGHT8_ORIENTATION45_WINDOWSRATIO40%_SKYLIGHTRATIO10%.json
40 | 50 | 8 | 45 | 40% | 30% | 4000 | 28 | 18 | 1.36 | 0.34 | 51.7429 | 0.84576 | 52.5886 | WIDTH60_LENGTH30_HIGHT8_ORIENTATION45_WINDOWSRATIO40%_SKYLIGHTRATIO10%_3Dview.png | WIDTH60_LENGTH30_HIGHT8_ORIENTATION45_WINDOWSRATIO40%_SKYLIGHTRATIO10%.json
50 | 40 | 8 | 90 | 40% | 30% | 4000 | 18 | 28 | 1.36 | 0.34 | 46.6864 | 0.79335 | 47.4798 | WIDTH30_LENGTH40_HIGHT8_ORIENTATION45_WINDOWSRATIO40%_SKYLIGHTRATIO10%_3Dview.png | WIDTH30_LENGTH40_HIGHT8_ORIENTATION45_WINDOWSRATIO40%_SKYLIGHTRATIO10%.json
40 | 50 | 8 | 90 | 40% | 30% | 4000 | 28 | 18 | 1.36 | 0.34 | 46.7285 | 0.76615 | 47.4946 | WIDTH40_LENGTH40_HIGHT8_ORIENTATION45_WINDOWSRATIO40%_SKYLIGHTRATIO10%_3Dview.png | WIDTH40_LENGTH40_HIGHT8_ORIENTATION45_WINDOWSRATIO40%_SKYLIGHTRATIO10%.json
50 | 40 | 8 | 135 | 40% | 30% | 4000 | 18 | 28 | 1.36 | 0.34 | 46.5814 | 0.84637 | 47.4277 | WIDTH50_LENGTH40_HIGHT8_ORIENTATION45_WINDOWSRATIO40%_SKYLIGHTRATIO10%_3Dview.png | WIDTH50_LENGTH40_HIGHT8_ORIENTATION45_WINDOWSRATIO40%_SKYLIGHTRATIO10%.json
40 | 50 | 8 | 135 | 40% | 30% | 4000 | 28 | 18 | 1.36 | 0.34 | 51.7444 | 0.84845 | 52.5928 | WIDTH60_LENGTH40_HIGHT8_ORIENTATION45_WINDOWSRATIO40%_SKYLIGHTRATIO10%_3Dview.png | WIDTH60_LENGTH40_HIGHT8_ORIENTATION45_WINDOWSRATIO40%_SKYLIGHTRATIO10%.json
50 | 40 | 8 | 180 | 40% | 30% | 4000 | 18 | 28 | 1.36 | 0.34 | 46.7278 | 0.76759 | 47.4954 | WIDTH30_LENGTH50_HIGHT8_ORIENTATION45_WINDOWSRATIO40%_SKYLIGHTRATIO10%_3Dview.png | WIDTH30_LENGTH50_HIGHT8_ORIENTATION45_WINDOWSRATIO40%_SKYLIGHTRATIO10%.json
40 | 50 | 8 | 180 | 40% | 30% | 4000 | 28 | 18 | 1.36 | 0.34 | 46.6864 | 0.79442 | 47.4809 | WIDTH40_LENGTH50_HIGHT8_ORIENTATION45_WINDOWSRATIO40%_SKYLIGHTRATIO10%_3Dview.png | WIDTH40_LENGTH50_HIGHT8_ORIENTATION45_WINDOWSRATIO40%_SKYLIGHTRATIO10%.json
50 | 40 | 8 | 225 | 40% | 30% | 4000 | 18 | 28 | 1.36 | 0.34 | 46.5684 | 0.85155 | 47.42 | WIDTH50_LENGTH50_HIGHT8_ORIENTATION45_WINDOWSRATIO40%_SKYLIGHTRATIO10%_3Dview.png | WIDTH50_LENGTH50_HIGHT8_ORIENTATION45_WINDOWSRATIO40%_SKYLIGHTRATIO10%.json
40 | 50 | 8 | 225 | 40% | 30% | 4000 | 28 | 18 | 1.36 | 0.34 | 46.5819 | 0.84503 | 47.4269 | WIDTH60_LENGTH50_HIGHT8_ORIENTATION45_WINDOWSRATIO40%_SKYLIGHTRATIO10%_3Dview.png | WIDTH60_LENGTH50_HIGHT8_ORIENTATION45_WINDOWSRATIO40%_SKYLIGHTRATIO10%.json
50 | 40 | 8 | 270 | 40% | 30% | 4000 | 18 | 28 | 1.36 | 0.34 | 46.6864 | 0.79335 | 47.4798 | WIDTH30_LENGTH60_HIGHT8_ORIENTATION45_WINDOWSRATIO40%_SKYLIGHTRATIO10%_3Dview.png | WIDTH30_LENGTH60_HIGHT8_ORIENTATION45_WINDOWSRATIO40%_SKYLIGHTRATIO10%.json
40 | 50 | 8 | 270 | 40% | 30% | 4000 | 28 | 18 | 1.36 | 0.34 | 46.7285 | 0.76615 | 47.4946 | WIDTH40_LENGTH60_HIGHT8_ORIENTATION45_WINDOWSRATIO40%_SKYLIGHTRATIO10%_3Dview.png | WIDTH40_LENGTH60_HIGHT8_ORIENTATION45_WINDOWSRATIO40%_SKYLIGHTRATIO10%.json
50 | 40 | 8 | 315 | 40% | 30% | 4000 | 18 | 28 | 1.36 | 0.34 | 46.6 | 0.83525 | 47.4353 | WIDTH50_LENGTH60_HIGHT8_ORIENTATION45_WINDOWSRATIO40%_SKYLIGHTRATIO10%_3Dview.png | WIDTH50_LENGTH60_HIGHT8_ORIENTATION45_WINDOWSRATIO40%_SKYLIGHTRATIO10%.json
40 | 50 | 8 | 315 | 40% | 30% | 4000 | 28 | 18 | 1.36 | 0.34 | 46.5964 | 0.83714 | 47.4335 | WIDTH60_LENGTH60_HIGHT8_ORIENTATION45_WINDOWSRATIO40%_SKYLIGHTRATIO10%_3Dview.png | WIDTH60_LENGTH60_HIGHT8_ORIENTATION45_WINDOWSRATIO40%_SKYLIGHTRATIO10%.json
50 | 40 | 8 | 0 | 10% | 40% | 4000 | 18 | 28 | 1.36 | 0.34 | 50.2613 | 1.1675 | 51.4288 | WIDTH30_LENGTH30_HIGHT12_ORIENTATION45_WINDOWSRATIO40%_SKYLIGHTRATIO10%_3Dview.png | WIDTH30_LENGTH30_HIGHT12_ORIENTATION45_WINDOWSRATIO40%_SKYLIGHTRATIO10%.json
40 | 50 | 8 | 0 | 10% | 40% | 4000 | 28 | 18 | 1.36 | 0.34 | 50.2566 | 1.1861 | 51.4427 | WIDTH40_LENGTH30_HIGHT12_ORIENTATION45_WINDOWSRATIO40%_SKYLIGHTRATIO10%_3Dview.png | WIDTH40_LENGTH30_HIGHT12_ORIENTATION45_WINDOWSRATIO40%_SKYLIGHTRATIO10%.json
50 | 40 | 8 | 45 | 10% | 40% | 4000 | 18 | 28 | 1.36 | 0.34 | 50.1804 | 1.2219 | 51.4023 | WIDTH50_LENGTH30_HIGHT12_ORIENTATION45_WINDOWSRATIO40%_SKYLIGHTRATIO10%_3Dview.png | WIDTH50_LENGTH30_HIGHT12_ORIENTATION45_WINDOWSRATIO40%_SKYLIGHTRATIO10%.json
40 | 50 | 8 | 45 | 10% | 40% | 4000 | 28 | 18 | 1.36 | 0.34 | 47.5607 | 1.2381 | 48.7988 | WIDTH60_LENGTH30_HIGHT12_ORIENTATION45_WINDOWSRATIO40%_SKYLIGHTRATIO10%_3Dview.png | WIDTH60_LENGTH30_HIGHT12_ORIENTATION45_WINDOWSRATIO40%_SKYLIGHTRATIO10%.json
50 | 40 | 8 | 90 | 10% | 40% | 4000 | 18 | 28 | 1.36 | 0.34 | 50.2566 | 1.1856 | 51.4422 | WIDTH30_LENGTH40_HIGHT12_ORIENTATION45_WINDOWSRATIO40%_SKYLIGHTRATIO10%_3Dview.png | WIDTH30_LENGTH40_HIGHT12_ORIENTATION45_WINDOWSRATIO40%_SKYLIGHTRATIO10%.json
40 | 50 | 8 | 90 | 10% | 40% | 4000 | 28 | 18 | 1.36 | 0.34 | 50.2601 | 1.1671 | 51.4272 | WIDTH40_LENGTH40_HIGHT12_ORIENTATION45_WINDOWSRATIO40%_SKYLIGHTRATIO10%_3Dview.png | WIDTH40_LENGTH40_HIGHT12_ORIENTATION45_WINDOWSRATIO40%_SKYLIGHTRATIO10%.json
50 | 40 | 8 | 135 | 10% | 40% | 4000 | 18 | 28 | 1.36 | 0.34 | 47.56 | 1.2392 | 48.7992 | WIDTH50_LENGTH40_HIGHT12_ORIENTATION45_WINDOWSRATIO40%_SKYLIGHTRATIO10%_3Dview.png | WIDTH50_LENGTH40_HIGHT12_ORIENTATION45_WINDOWSRATIO40%_SKYLIGHTRATIO10%.json
40 | 50 | 8 | 135 | 10% | 40% | 4000 | 28 | 18 | 1.36 | 0.34 | 47.5739 | 1.2439 | 48.8178 | WIDTH60_LENGTH40_HIGHT12_ORIENTATION45_WINDOWSRATIO40%_SKYLIGHTRATIO10%_3Dview.png | WIDTH60_LENGTH40_HIGHT12_ORIENTATION45_WINDOWSRATIO40%_SKYLIGHTRATIO10%.json
50 | 40 | 8 | 180 | 10% | 40% | 4000 | 18 | 28 | 1.36 | 0.34 | 50.2613 | 1.1675 | 51.4288 | WIDTH30_LENGTH50_HIGHT12_ORIENTATION45_WINDOWSRATIO40%_SKYLIGHTRATIO10%_3Dview.png | WIDTH30_LENGTH50_HIGHT12_ORIENTATION45_WINDOWSRATIO40%_SKYLIGHTRATIO10%.json
40 | 50 | 8 | 180 | 10% | 40% | 4000 | 28 | 18 | 1.36 | 0.34 | 50.2566 | 1.1861 | 51.4427 | WIDTH40_LENGTH50_HIGHT12_ORIENTATION45_WINDOWSRATIO40%_SKYLIGHTRATIO10%_3Dview.png | WIDTH40_LENGTH50_HIGHT12_ORIENTATION45_WINDOWSRATIO40%_SKYLIGHTRATIO10%.json
50 | 40 | 8 | 225 | 10% | 40% | 4000 | 18 | 28 | 1.36 | 0.34 | 47.5405 | 1.2486 | 48.7891 | WIDTH50_LENGTH50_HIGHT12_ORIENTATION45_WINDOWSRATIO40%_SKYLIGHTRATIO10%_3Dview.png | WIDTH50_LENGTH50_HIGHT12_ORIENTATION45_WINDOWSRATIO40%_SKYLIGHTRATIO10%.json
40 | 50 | 8 | 225 | 10% | 40% | 4000 | 28 | 18 | 1.36 | 0.34 | 47.5865 | 1.2255 | 48.8121 | WIDTH60_LENGTH50_HIGHT12_ORIENTATION45_WINDOWSRATIO40%_SKYLIGHTRATIO10%_3Dview.png | WIDTH60_LENGTH50_HIGHT12_ORIENTATION45_WINDOWSRATIO40%_SKYLIGHTRATIO10%.json
50 | 40 | 8 | 270 | 10% | 40% | 4000 | 18 | 28 | 1.36 | 0.34 | 50.2566 | 1.1856 | 51.4422 | WIDTH30_LENGTH60_HIGHT12_ORIENTATION45_WINDOWSRATIO40%_SKYLIGHTRATIO10%_3Dview.png | WIDTH30_LENGTH60_HIGHT12_ORIENTATION45_WINDOWSRATIO40%_SKYLIGHTRATIO10%.json
40 | 50 | 8 | 270 | 10% | 40% | 4000 | 28 | 18 | 1.36 | 0.34 | 50.2601 | 1.1671 | 51.4272 | WIDTH40_LENGTH60_HIGHT12_ORIENTATION45_WINDOWSRATIO40%_SKYLIGHTRATIO10%_3Dview.png | WIDTH40_LENGTH60_HIGHT12_ORIENTATION45_WINDOWSRATIO40%_SKYLIGHTRATIO10%.json
50 | 40 | 8 | 315 | 10% | 40% | 4000 | 18 | 28 | 1.36 | 0.34 | 47.5926 | 1.2297 | 48.8224 | WIDTH50_LENGTH60_HIGHT12_ORIENTATION45_WINDOWSRATIO40%_SKYLIGHTRATIO10%_3Dview.png | WIDTH50_LENGTH60_HIGHT12_ORIENTATION45_WINDOWSRATIO40%_SKYLIGHTRATIO10%.json
40 | 50 | 8 | 315 | 10% | 40% | 4000 | 28 | 18 | 1.36 | 0.34 | 47.5838 | 1.2343 | 48.8181 | WIDTH60_LENGTH60_HIGHT12_ORIENTATION45_WINDOWSRATIO40%_SKYLIGHTRATIO10%_3Dview.png | WIDTH60_LENGTH60_HIGHT12_ORIENTATION45_WINDOWSRATIO40%_SKYLIGHTRATIO10%.json
50 | 40 | 8 | 0 | 20% | 40% | 4000 | 18 | 28 | 1.36 | 0.34 | 51.0097 | 0.97812 | 51.9879 | WIDTH30_LENGTH30_HIGHT16_ORIENTATION45_WINDOWSRATIO40%_SKYLIGHTRATIO10%_3Dview.png | WIDTH30_LENGTH30_HIGHT16_ORIENTATION45_WINDOWSRATIO40%_SKYLIGHTRATIO10%.json
40 | 50 | 8 | 0 | 20% | 40% | 4000 | 28 | 18 | 1.36 | 0.34 | 50.9904 | 1.0007 | 51.9911 | WIDTH40_LENGTH30_HIGHT16_ORIENTATION45_WINDOWSRATIO40%_SKYLIGHTRATIO10%_3Dview.png | WIDTH40_LENGTH30_HIGHT16_ORIENTATION45_WINDOWSRATIO40%_SKYLIGHTRATIO10%.json
50 | 40 | 8 | 45 | 20% | 40% | 4000 | 18 | 28 | 1.36 | 0.34 | 50.9057 | 1.0401 | 51.9458 | WIDTH50_LENGTH30_HIGHT16_ORIENTATION45_WINDOWSRATIO40%_SKYLIGHTRATIO10%_3Dview.png | WIDTH50_LENGTH30_HIGHT16_ORIENTATION45_WINDOWSRATIO40%_SKYLIGHTRATIO10%.json
40 | 50 | 8 | 45 | 20% | 40% | 4000 | 28 | 18 | 1.36 | 0.34 | 48.2893 | 1.058 | 49.3474 | WIDTH60_LENGTH30_HIGHT16_ORIENTATION45_WINDOWSRATIO40%_SKYLIGHTRATIO10%_3Dview.png | WIDTH60_LENGTH30_HIGHT16_ORIENTATION45_WINDOWSRATIO40%_SKYLIGHTRATIO10%.json
50 | 40 | 8 | 90 | 20% | 40% | 4000 | 18 | 28 | 1.36 | 0.34 | 50.9899 | 1 | 51.9899 | WIDTH30_LENGTH40_HIGHT16_ORIENTATION45_WINDOWSRATIO40%_SKYLIGHTRATIO10%_3Dview.png | WIDTH30_LENGTH40_HIGHT16_ORIENTATION45_WINDOWSRATIO40%_SKYLIGHTRATIO10%.json
40 | 50 | 8 | 90 | 20% | 40% | 4000 | 28 | 18 | 1.36 | 0.34 | 51.0085 | 0.97753 | 51.986 | WIDTH40_LENGTH40_HIGHT16_ORIENTATION45_WINDOWSRATIO40%_SKYLIGHTRATIO10%_3Dview.png | WIDTH40_LENGTH40_HIGHT16_ORIENTATION45_WINDOWSRATIO40%_SKYLIGHTRATIO10%.json
50 | 40 | 8 | 135 | 20% | 40% | 4000 | 18 | 28 | 1.36 | 0.34 | 48.2884 | 1.0591 | 49.3475 | WIDTH50_LENGTH40_HIGHT16_ORIENTATION45_WINDOWSRATIO40%_SKYLIGHTRATIO10%_3Dview.png | WIDTH50_LENGTH40_HIGHT16_ORIENTATION45_WINDOWSRATIO40%_SKYLIGHTRATIO10%.json
40 | 50 | 8 | 135 | 20% | 40% | 4000 | 28 | 18 | 1.36 | 0.34 | 48.2989 | 1.0646 | 49.3635 | WIDTH60_LENGTH40_HIGHT16_ORIENTATION45_WINDOWSRATIO40%_SKYLIGHTRATIO10%_3Dview.png | WIDTH60_LENGTH40_HIGHT16_ORIENTATION45_WINDOWSRATIO40%_SKYLIGHTRATIO10%.json
50 | 40 | 8 | 180 | 20% | 40% | 4000 | 18 | 28 | 1.36 | 0.34 | 51.0097 | 0.97812 | 51.9879 | WIDTH30_LENGTH50_HIGHT16_ORIENTATION45_WINDOWSRATIO40%_SKYLIGHTRATIO10%_3Dview.png | WIDTH30_LENGTH50_HIGHT16_ORIENTATION45_WINDOWSRATIO40%_SKYLIGHTRATIO10%.json
40 | 50 | 8 | 180 | 20% | 40% | 4000 | 28 | 18 | 1.36 | 0.34 | 50.9904 | 1.0007 | 51.9911 | WIDTH40_LENGTH50_HIGHT16_ORIENTATION45_WINDOWSRATIO40%_SKYLIGHTRATIO10%_3Dview.png | WIDTH40_LENGTH50_HIGHT16_ORIENTATION45_WINDOWSRATIO40%_SKYLIGHTRATIO10%.json
50 | 40 | 8 | 225 | 20% | 40% | 4000 | 18 | 28 | 1.36 | 0.34 | 48.2769 | 1.0669 | 49.3437 | WIDTH50_LENGTH50_HIGHT16_ORIENTATION45_WINDOWSRATIO40%_SKYLIGHTRATIO10%_3Dview.png | WIDTH50_LENGTH50_HIGHT16_ORIENTATION45_WINDOWSRATIO40%_SKYLIGHTRATIO10%.json
40 | 50 | 8 | 225 | 20% | 40% | 4000 | 28 | 18 | 1.36 | 0.34 | 48.3116 | 1.0444 | 49.3559 | WIDTH60_LENGTH50_HIGHT16_ORIENTATION45_WINDOWSRATIO40%_SKYLIGHTRATIO10%_3Dview.png | WIDTH60_LENGTH50_HIGHT16_ORIENTATION45_WINDOWSRATIO40%_SKYLIGHTRATIO10%.json
50 | 40 | 8 | 270 | 20% | 40% | 4000 | 18 | 28 | 1.36 | 0.34 | 50.9899 | 1 | 51.9899 | WIDTH30_LENGTH60_HIGHT16_ORIENTATION45_WINDOWSRATIO40%_SKYLIGHTRATIO10%_3Dview.png | WIDTH30_LENGTH60_HIGHT16_ORIENTATION45_WINDOWSRATIO40%_SKYLIGHTRATIO10%.json
40 | 50 | 8 | 270 | 20% | 40% | 4000 | 28 | 18 | 1.36 | 0.34 | 51.0085 | 0.97753 | 51.986 | WIDTH40_LENGTH60_HIGHT16_ORIENTATION45_WINDOWSRATIO40%_SKYLIGHTRATIO10%_3Dview.png | WIDTH40_LENGTH60_HIGHT16_ORIENTATION45_WINDOWSRATIO40%_SKYLIGHTRATIO10%.json
50 | 40 | 8 | 315 | 20% | 40% | 4000 | 18 | 28 | 1.36 | 0.34 | 48.314 | 1.0513 | 49.3654 | WIDTH50_LENGTH60_HIGHT16_ORIENTATION45_WINDOWSRATIO40%_SKYLIGHTRATIO10%_3Dview.png | WIDTH50_LENGTH60_HIGHT16_ORIENTATION45_WINDOWSRATIO40%_SKYLIGHTRATIO10%.json
40 | 50 | 8 | 315 | 20% | 40% | 4000 | 28 | 18 | 1.36 | 0.34 | 48.309 | 1.0544 | 49.3634 | WIDTH60_LENGTH60_HIGHT16_ORIENTATION45_WINDOWSRATIO40%_SKYLIGHTRATIO10%_3Dview.png | WIDTH60_LENGTH60_HIGHT16_ORIENTATION45_WINDOWSRATIO40%_SKYLIGHTRATIO10%.json
50 | 40 | 8 | 0 | 30% | 40% | 4000 | 18 | 28 | 1.36 | 0.34 | 51.5849 | 0.82904 | 52.4139 | WIDTH30_LENGTH30_HIGHT8_ORIENTATION90_WINDOWSRATIO40%_SKYLIGHTRATIO10%_3Dview.png | WIDTH30_LENGTH30_HIGHT8_ORIENTATION90_WINDOWSRATIO40%_SKYLIGHTRATIO10%.json
40 | 50 | 8 | 0 | 30% | 40% | 4000 | 28 | 18 | 1.36 | 0.34 | 51.5586 | 0.85403 | 52.4127 | WIDTH40_LENGTH30_HIGHT8_ORIENTATION90_WINDOWSRATIO40%_SKYLIGHTRATIO10%_3Dview.png | WIDTH40_LENGTH30_HIGHT8_ORIENTATION90_WINDOWSRATIO40%_SKYLIGHTRATIO10%.json
50 | 40 | 8 | 45 | 30% | 40% | 4000 | 18 | 28 | 1.36 | 0.34 | 51.4729 | 0.89528 | 52.3682 | WIDTH50_LENGTH30_HIGHT8_ORIENTATION90_WINDOWSRATIO40%_SKYLIGHTRATIO10%_3Dview.png | WIDTH50_LENGTH30_HIGHT8_ORIENTATION90_WINDOWSRATIO40%_SKYLIGHTRATIO10%.json
40 | 50 | 8 | 45 | 30% | 40% | 4000 | 28 | 18 | 1.36 | 0.34 | 51.4423 | 0.90887 | 52.3512 | WIDTH60_LENGTH30_HIGHT8_ORIENTATION90_WINDOWSRATIO40%_SKYLIGHTRATIO10%_3Dview.png | WIDTH60_LENGTH30_HIGHT8_ORIENTATION90_WINDOWSRATIO40%_SKYLIGHTRATIO10%.json
50 | 40 | 8 | 90 | 30% | 40% | 4000 | 18 | 28 | 1.36 | 0.34 | 51.5587 | 0.85201 | 52.4107 | WIDTH30_LENGTH40_HIGHT8_ORIENTATION90_WINDOWSRATIO40%_SKYLIGHTRATIO10%_3Dview.png | WIDTH30_LENGTH40_HIGHT8_ORIENTATION90_WINDOWSRATIO40%_SKYLIGHTRATIO10%.json
40 | 50 | 8 | 90 | 30% | 40% | 4000 | 28 | 18 | 1.36 | 0.34 | 51.5846 | 0.8272 | 52.4118 | WIDTH40_LENGTH40_HIGHT8_ORIENTATION90_WINDOWSRATIO40%_SKYLIGHTRATIO10%_3Dview.png | WIDTH40_LENGTH40_HIGHT8_ORIENTATION90_WINDOWSRATIO40%_SKYLIGHTRATIO10%.json
50 | 40 | 8 | 135 | 30% | 40% | 4000 | 18 | 28 | 1.36 | 0.34 | 51.4408 | 0.91029 | 52.3511 | WIDTH50_LENGTH40_HIGHT8_ORIENTATION90_WINDOWSRATIO40%_SKYLIGHTRATIO10%_3Dview.png | WIDTH50_LENGTH40_HIGHT8_ORIENTATION90_WINDOWSRATIO40%_SKYLIGHTRATIO10%.json
40 | 50 | 8 | 135 | 30% | 40% | 4000 | 28 | 18 | 1.36 | 0.34 | 51.4426 | 0.91612 | 52.3587 | WIDTH60_LENGTH40_HIGHT8_ORIENTATION90_WINDOWSRATIO40%_SKYLIGHTRATIO10%_3Dview.png | WIDTH60_LENGTH40_HIGHT8_ORIENTATION90_WINDOWSRATIO40%_SKYLIGHTRATIO10%.json
50 | 40 | 8 | 180 | 30% | 40% | 4000 | 18 | 28 | 1.36 | 0.34 | 51.5849 | 0.82904 | 52.4139 | WIDTH30_LENGTH50_HIGHT8_ORIENTATION90_WINDOWSRATIO40%_SKYLIGHTRATIO10%_3Dview.png | WIDTH30_LENGTH50_HIGHT8_ORIENTATION90_WINDOWSRATIO40%_SKYLIGHTRATIO10%.json
40 | 50 | 8 | 180 | 30% | 40% | 4000 | 28 | 18 | 1.36 | 0.34 | 51.5586 | 0.85403 | 52.4127 | WIDTH40_LENGTH50_HIGHT8_ORIENTATION90_WINDOWSRATIO40%_SKYLIGHTRATIO10%_3Dview.png | WIDTH40_LENGTH50_HIGHT8_ORIENTATION90_WINDOWSRATIO40%_SKYLIGHTRATIO10%.json
50 | 40 | 8 | 225 | 30% | 40% | 4000 | 18 | 28 | 1.36 | 0.34 | 51.4264 | 0.91907 | 52.3455 | WIDTH50_LENGTH50_HIGHT8_ORIENTATION90_WINDOWSRATIO40%_SKYLIGHTRATIO10%_3Dview.png | WIDTH50_LENGTH50_HIGHT8_ORIENTATION90_WINDOWSRATIO40%_SKYLIGHTRATIO10%.json
40 | 50 | 8 | 225 | 30% | 40% | 4000 | 28 | 18 | 1.36 | 0.34 | 51.4611 | 0.89744 | 52.3585 | WIDTH60_LENGTH50_HIGHT8_ORIENTATION90_WINDOWSRATIO40%_SKYLIGHTRATIO10%_3Dview.png | WIDTH60_LENGTH50_HIGHT8_ORIENTATION90_WINDOWSRATIO40%_SKYLIGHTRATIO10%.json
50 | 40 | 8 | 270 | 30% | 40% | 4000 | 18 | 28 | 1.36 | 0.34 | 51.5587 | 0.85201 | 52.4107 | WIDTH30_LENGTH60_HIGHT8_ORIENTATION90_WINDOWSRATIO40%_SKYLIGHTRATIO10%_3Dview.png | WIDTH30_LENGTH60_HIGHT8_ORIENTATION90_WINDOWSRATIO40%_SKYLIGHTRATIO10%.json
40 | 50 | 8 | 270 | 30% | 40% | 4000 | 28 | 18 | 1.36 | 0.34 | 51.5846 | 0.8272 | 52.4118 | WIDTH40_LENGTH60_HIGHT8_ORIENTATION90_WINDOWSRATIO40%_SKYLIGHTRATIO10%_3Dview.png | WIDTH40_LENGTH60_HIGHT8_ORIENTATION90_WINDOWSRATIO40%_SKYLIGHTRATIO10%.json
50 | 40 | 8 | 315 | 30% | 40% | 4000 | 18 | 28 | 1.36 | 0.34 | 51.4589 | 0.90346 | 52.3623 | WIDTH50_LENGTH60_HIGHT8_ORIENTATION90_WINDOWSRATIO40%_SKYLIGHTRATIO10%_3Dview.png | WIDTH50_LENGTH60_HIGHT8_ORIENTATION90_WINDOWSRATIO40%_SKYLIGHTRATIO10%.json
40 | 50 | 8 | 315 | 30% | 40% | 4000 | 28 | 18 | 1.36 | 0.34 | 51.4542 | 0.9058 | 52.36 | WIDTH60_LENGTH60_HIGHT8_ORIENTATION90_WINDOWSRATIO40%_SKYLIGHTRATIO10%_3Dview.png | WIDTH60_LENGTH60_HIGHT8_ORIENTATION90_WINDOWSRATIO40%_SKYLIGHTRATIO10%.json
50 | 40 | 8 | 0 | 40% | 40% | 4000 | 18 | 28 | 1.36 | 0.34 | 52.0309 | 0.71144 | 52.7424 | WIDTH30_LENGTH30_HIGHT12_ORIENTATION90_WINDOWSRATIO40%_SKYLIGHTRATIO10%_3Dview.png | WIDTH30_LENGTH30_HIGHT12_ORIENTATION90_WINDOWSRATIO40%_SKYLIGHTRATIO10%.json
40 | 50 | 8 | 0 | 40% | 40% | 4000 | 28 | 18 | 1.36 | 0.34 | 51.9866 | 0.73756 | 52.7241 | WIDTH40_LENGTH30_HIGHT12_ORIENTATION90_WINDOWSRATIO40%_SKYLIGHTRATIO10%_3Dview.png | WIDTH40_LENGTH30_HIGHT12_ORIENTATION90_WINDOWSRATIO40%_SKYLIGHTRATIO10%.json
50 | 40 | 8 | 45 | 40% | 40% | 4000 | 18 | 28 | 1.36 | 0.34 | 51.9024 | 0.7776 | 52.68 | WIDTH50_LENGTH30_HIGHT12_ORIENTATION90_WINDOWSRATIO40%_SKYLIGHTRATIO10%_3Dview.png | WIDTH50_LENGTH30_HIGHT12_ORIENTATION90_WINDOWSRATIO40%_SKYLIGHTRATIO10%.json
40 | 50 | 8 | 45 | 40% | 40% | 4000 | 28 | 18 | 1.36 | 0.34 | 51.8813 | 0.79288 | 52.6742 | WIDTH60_LENGTH30_HIGHT12_ORIENTATION90_WINDOWSRATIO40%_SKYLIGHTRATIO10%_3Dview.png | WIDTH60_LENGTH30_HIGHT12_ORIENTATION90_WINDOWSRATIO40%_SKYLIGHTRATIO10%.json
50 | 40 | 8 | 90 | 40% | 40% | 4000 | 18 | 28 | 1.36 | 0.34 | 51.9865 | 0.73536 | 52.7219 | WIDTH30_LENGTH40_HIGHT12_ORIENTATION90_WINDOWSRATIO40%_SKYLIGHTRATIO10%_3Dview.png | WIDTH30_LENGTH40_HIGHT12_ORIENTATION90_WINDOWSRATIO40%_SKYLIGHTRATIO10%.json
40 | 50 | 8 | 90 | 40% | 40% | 4000 | 28 | 18 | 1.36 | 0.34 | 52.0307 | 0.71017 | 52.7409 | WIDTH40_LENGTH40_HIGHT12_ORIENTATION90_WINDOWSRATIO40%_SKYLIGHTRATIO10%_3Dview.png | WIDTH40_LENGTH40_HIGHT12_ORIENTATION90_WINDOWSRATIO40%_SKYLIGHTRATIO10%.json
50 | 40 | 8 | 135 | 40% | 40% | 4000 | 18 | 28 | 1.36 | 0.34 | 51.8796 | 0.7942 | 52.6738 | WIDTH50_LENGTH40_HIGHT12_ORIENTATION90_WINDOWSRATIO40%_SKYLIGHTRATIO10%_3Dview.png | WIDTH50_LENGTH40_HIGHT12_ORIENTATION90_WINDOWSRATIO40%_SKYLIGHTRATIO10%.json
40 | 50 | 8 | 135 | 40% | 40% | 4000 | 28 | 18 | 1.36 | 0.34 | 51.8749 | 0.80038 | 52.6753 | WIDTH60_LENGTH40_HIGHT12_ORIENTATION90_WINDOWSRATIO40%_SKYLIGHTRATIO10%_3Dview.png | WIDTH60_LENGTH40_HIGHT12_ORIENTATION90_WINDOWSRATIO40%_SKYLIGHTRATIO10%.json
50 | 40 | 8 | 180 | 40% | 40% | 4000 | 18 | 28 | 1.36 | 0.34 | 52.0309 | 0.71144 | 52.7424 | WIDTH30_LENGTH50_HIGHT12_ORIENTATION90_WINDOWSRATIO40%_SKYLIGHTRATIO10%_3Dview.png | WIDTH30_LENGTH50_HIGHT12_ORIENTATION90_WINDOWSRATIO40%_SKYLIGHTRATIO10%.json
40 | 50 | 8 | 180 | 40% | 40% | 4000 | 28 | 18 | 1.36 | 0.34 | 51.9866 | 0.73756 | 52.7241 | WIDTH40_LENGTH50_HIGHT12_ORIENTATION90_WINDOWSRATIO40%_SKYLIGHTRATIO10%_3Dview.png | WIDTH40_LENGTH50_HIGHT12_ORIENTATION90_WINDOWSRATIO40%_SKYLIGHTRATIO10%.json
50 | 40 | 8 | 225 | 40% | 40% | 4000 | 18 | 28 | 1.36 | 0.34 | 51.8629 | 0.79944 | 52.6623 | WIDTH50_LENGTH50_HIGHT12_ORIENTATION90_WINDOWSRATIO40%_SKYLIGHTRATIO10%_3Dview.png | WIDTH50_LENGTH50_HIGHT12_ORIENTATION90_WINDOWSRATIO40%_SKYLIGHTRATIO10%.json
40 | 50 | 8 | 225 | 40% | 40% | 4000 | 28 | 18 | 1.36 | 0.34 | 51.8978 | 0.78213 | 52.68 | WIDTH60_LENGTH50_HIGHT12_ORIENTATION90_WINDOWSRATIO40%_SKYLIGHTRATIO10%_3Dview.png | WIDTH60_LENGTH50_HIGHT12_ORIENTATION90_WINDOWSRATIO40%_SKYLIGHTRATIO10%.json
50 | 40 | 8 | 270 | 40% | 40% | 4000 | 18 | 28 | 1.36 | 0.34 | 51.9865 | 0.73536 | 52.7219 | WIDTH30_LENGTH60_HIGHT12_ORIENTATION90_WINDOWSRATIO40%_SKYLIGHTRATIO10%_3Dview.png | WIDTH30_LENGTH60_HIGHT12_ORIENTATION90_WINDOWSRATIO40%_SKYLIGHTRATIO10%.json
40 | 50 | 8 | 270 | 40% | 40% | 4000 | 28 | 18 | 1.36 | 0.34 | 52.0307 | 0.71017 | 52.7409 | WIDTH40_LENGTH60_HIGHT12_ORIENTATION90_WINDOWSRATIO40%_SKYLIGHTRATIO10%_3Dview.png | WIDTH40_LENGTH60_HIGHT12_ORIENTATION90_WINDOWSRATIO40%_SKYLIGHTRATIO10%.json
50 | 40 | 8 | 315 | 40% | 40% | 4000 | 18 | 28 | 1.36 | 0.34 | 51.8956 | 0.78848 | 52.6841 | WIDTH50_LENGTH60_HIGHT12_ORIENTATION90_WINDOWSRATIO40%_SKYLIGHTRATIO10%_3Dview.png | WIDTH50_LENGTH60_HIGHT12_ORIENTATION90_WINDOWSRATIO40%_SKYLIGHTRATIO10%.json
40 | 50 | 8 | 315 | 40% | 40% | 4000 | 28 | 18 | 1.36 | 0.34 | 51.8861 | 0.79018 | 52.6763 | WIDTH60_LENGTH60_HIGHT12_ORIENTATION90_WINDOWSRATIO40%_SKYLIGHTRATIO10%_3Dview.png | WIDTH60_LENGTH60_HIGHT12_ORIENTATION90_WINDOWSRATIO40%_SKYLIGHTRATIO10%.json
60 | 40 | 8 | 0 | 10% | 10% | 4800 | 18 | 38 | 1.3333 | 0.33333 | 43.9274 | 1.454 | 45.3814 | WIDTH30_LENGTH30_HIGHT16_ORIENTATION90_WINDOWSRATIO40%_SKYLIGHTRATIO10%_3Dview.png | WIDTH30_LENGTH30_HIGHT16_ORIENTATION90_WINDOWSRATIO40%_SKYLIGHTRATIO10%.json
40 | 60 | 8 | 0 | 10% | 10% | 4800 | 38 | 18 | 1.3333 | 0.33333 | 43.9252 | 1.4845 | 45.4097 | WIDTH40_LENGTH30_HIGHT16_ORIENTATION90_WINDOWSRATIO40%_SKYLIGHTRATIO10%_3Dview.png | WIDTH40_LENGTH30_HIGHT16_ORIENTATION90_WINDOWSRATIO40%_SKYLIGHTRATIO10%.json
60 | 40 | 8 | 45 | 10% | 10% | 4800 | 18 | 38 | 1.3333 | 0.33333 | 43.8363 | 1.5182 | 45.3545 | WIDTH50_LENGTH30_HIGHT16_ORIENTATION90_WINDOWSRATIO40%_SKYLIGHTRATIO10%_3Dview.png | WIDTH50_LENGTH30_HIGHT16_ORIENTATION90_WINDOWSRATIO40%_SKYLIGHTRATIO10%.json
40 | 60 | 8 | 45 | 10% | 10% | 4800 | 38 | 18 | 1.3333 | 0.33333 | 43.8323 | 1.5124 | 45.3447 | WIDTH60_LENGTH30_HIGHT16_ORIENTATION90_WINDOWSRATIO40%_SKYLIGHTRATIO10%_3Dview.png | WIDTH60_LENGTH30_HIGHT16_ORIENTATION90_WINDOWSRATIO40%_SKYLIGHTRATIO10%.json
60 | 40 | 8 | 90 | 10% | 10% | 4800 | 18 | 38 | 1.3333 | 0.33333 | 43.9242 | 1.4841 | 45.4083 | WIDTH30_LENGTH40_HIGHT16_ORIENTATION90_WINDOWSRATIO40%_SKYLIGHTRATIO10%_3Dview.png | WIDTH30_LENGTH40_HIGHT16_ORIENTATION90_WINDOWSRATIO40%_SKYLIGHTRATIO10%.json
40 | 60 | 8 | 90 | 10% | 10% | 4800 | 38 | 18 | 1.3333 | 0.33333 | 43.9266 | 1.4522 | 45.3788 | WIDTH40_LENGTH40_HIGHT16_ORIENTATION90_WINDOWSRATIO40%_SKYLIGHTRATIO10%_3Dview.png | WIDTH40_LENGTH40_HIGHT16_ORIENTATION90_WINDOWSRATIO40%_SKYLIGHTRATIO10%.json
60 | 40 | 8 | 135 | 10% | 10% | 4800 | 18 | 38 | 1.3333 | 0.33333 | 43.8343 | 1.5114 | 45.3457 | WIDTH50_LENGTH40_HIGHT16_ORIENTATION90_WINDOWSRATIO40%_SKYLIGHTRATIO10%_3Dview.png | WIDTH50_LENGTH40_HIGHT16_ORIENTATION90_WINDOWSRATIO40%_SKYLIGHTRATIO10%.json
40 | 60 | 8 | 135 | 10% | 10% | 4800 | 38 | 18 | 1.3333 | 0.33333 | 43.8297 | 1.5199 | 45.3496 | WIDTH60_LENGTH40_HIGHT16_ORIENTATION90_WINDOWSRATIO40%_SKYLIGHTRATIO10%_3Dview.png | WIDTH60_LENGTH40_HIGHT16_ORIENTATION90_WINDOWSRATIO40%_SKYLIGHTRATIO10%.json
60 | 40 | 8 | 180 | 10% | 10% | 4800 | 18 | 38 | 1.3333 | 0.33333 | 43.9274 | 1.454 | 45.3814 | WIDTH30_LENGTH50_HIGHT16_ORIENTATION90_WINDOWSRATIO40%_SKYLIGHTRATIO10%_3Dview.png | WIDTH30_LENGTH50_HIGHT16_ORIENTATION90_WINDOWSRATIO40%_SKYLIGHTRATIO10%.json
40 | 60 | 8 | 180 | 10% | 10% | 4800 | 38 | 18 | 1.3333 | 0.33333 | 43.9252 | 1.4845 | 45.4097 | WIDTH40_LENGTH50_HIGHT16_ORIENTATION90_WINDOWSRATIO40%_SKYLIGHTRATIO10%_3Dview.png | WIDTH40_LENGTH50_HIGHT16_ORIENTATION90_WINDOWSRATIO40%_SKYLIGHTRATIO10%.json
60 | 40 | 8 | 225 | 10% | 10% | 4800 | 18 | 38 | 1.3333 | 0.33333 | 43.8336 | 1.5191 | 45.3527 | WIDTH50_LENGTH50_HIGHT16_ORIENTATION90_WINDOWSRATIO40%_SKYLIGHTRATIO10%_3Dview.png | WIDTH50_LENGTH50_HIGHT16_ORIENTATION90_WINDOWSRATIO40%_SKYLIGHTRATIO10%.json
40 | 60 | 8 | 225 | 10% | 10% | 4800 | 38 | 18 | 1.3333 | 0.33333 | 43.8356 | 1.5111 | 45.3466 | WIDTH60_LENGTH50_HIGHT16_ORIENTATION90_WINDOWSRATIO40%_SKYLIGHTRATIO10%_3Dview.png | WIDTH60_LENGTH50_HIGHT16_ORIENTATION90_WINDOWSRATIO40%_SKYLIGHTRATIO10%.json
60 | 40 | 8 | 270 | 10% | 10% | 4800 | 18 | 38 | 1.3333 | 0.33333 | 43.9242 | 1.4841 | 45.4083 | WIDTH30_LENGTH60_HIGHT16_ORIENTATION90_WINDOWSRATIO40%_SKYLIGHTRATIO10%_3Dview.png | WIDTH30_LENGTH60_HIGHT16_ORIENTATION90_WINDOWSRATIO40%_SKYLIGHTRATIO10%.json
40 | 60 | 8 | 270 | 10% | 10% | 4800 | 38 | 18 | 1.3333 | 0.33333 | 43.9266 | 1.4522 | 45.3788 | WIDTH40_LENGTH60_HIGHT16_ORIENTATION90_WINDOWSRATIO40%_SKYLIGHTRATIO10%_3Dview.png | WIDTH40_LENGTH60_HIGHT16_ORIENTATION90_WINDOWSRATIO40%_SKYLIGHTRATIO10%.json
60 | 40 | 8 | 315 | 10% | 10% | 4800 | 18 | 38 | 1.3333 | 0.33333 | 43.8285 | 1.5137 | 45.3422 | WIDTH50_LENGTH60_HIGHT16_ORIENTATION90_WINDOWSRATIO40%_SKYLIGHTRATIO10%_3Dview.png | WIDTH50_LENGTH60_HIGHT16_ORIENTATION90_WINDOWSRATIO40%_SKYLIGHTRATIO10%.json
40 | 60 | 8 | 315 | 10% | 10% | 4800 | 38 | 18 | 1.3333 | 0.33333 | 43.8296 | 1.5199 | 45.3496 | WIDTH60_LENGTH60_HIGHT16_ORIENTATION90_WINDOWSRATIO40%_SKYLIGHTRATIO10%_3Dview.png | WIDTH60_LENGTH60_HIGHT16_ORIENTATION90_WINDOWSRATIO40%_SKYLIGHTRATIO10%.json
60 | 40 | 8 | 0 | 20% | 10% | 4800 | 18 | 38 | 1.3333 | 0.33333 | 44.8013 | 1.2554 | 46.0567 | WIDTH30_LENGTH30_HIGHT8_ORIENTATION135_WINDOWSRATIO40%_SKYLIGHTRATIO10%_3Dview.png | WIDTH30_LENGTH30_HIGHT8_ORIENTATION135_WINDOWSRATIO40%_SKYLIGHTRATIO10%.json
40 | 60 | 8 | 0 | 20% | 10% | 4800 | 38 | 18 | 1.3333 | 0.33333 | 44.7933 | 1.2958 | 46.089 | WIDTH40_LENGTH30_HIGHT8_ORIENTATION135_WINDOWSRATIO40%_SKYLIGHTRATIO10%_3Dview.png | WIDTH40_LENGTH30_HIGHT8_ORIENTATION135_WINDOWSRATIO40%_SKYLIGHTRATIO10%.json
60 | 40 | 8 | 45 | 20% | 10% | 4800 | 18 | 38 | 1.3333 | 0.33333 | 44.7005 | 1.33 | 46.0305 | WIDTH50_LENGTH30_HIGHT8_ORIENTATION135_WINDOWSRATIO40%_SKYLIGHTRATIO10%_3Dview.png | WIDTH50_LENGTH30_HIGHT8_ORIENTATION135_WINDOWSRATIO40%_SKYLIGHTRATIO10%.json
40 | 60 | 8 | 45 | 20% | 10% | 4800 | 38 | 18 | 1.3333 | 0.33333 | 44.6961 | 1.3257 | 46.0218 | WIDTH60_LENGTH30_HIGHT8_ORIENTATION135_WINDOWSRATIO40%_SKYLIGHTRATIO10%_3Dview.png | WIDTH60_LENGTH30_HIGHT8_ORIENTATION135_WINDOWSRATIO40%_SKYLIGHTRATIO10%.json
60 | 40 | 8 | 90 | 20% | 10% | 4800 | 18 | 38 | 1.3333 | 0.33333 | 44.7926 | 1.2953 | 46.0879 | WIDTH30_LENGTH40_HIGHT8_ORIENTATION135_WINDOWSRATIO40%_SKYLIGHTRATIO10%_3Dview.png | WIDTH30_LENGTH40_HIGHT8_ORIENTATION135_WINDOWSRATIO40%_SKYLIGHTRATIO10%.json
40 | 60 | 8 | 90 | 20% | 10% | 4800 | 38 | 18 | 1.3333 | 0.33333 | 44.8011 | 1.2535 | 46.0546 | WIDTH40_LENGTH40_HIGHT8_ORIENTATION135_WINDOWSRATIO40%_SKYLIGHTRATIO10%_3Dview.png | WIDTH40_LENGTH40_HIGHT8_ORIENTATION135_WINDOWSRATIO40%_SKYLIGHTRATIO10%.json
60 | 40 | 8 | 135 | 20% | 10% | 4800 | 18 | 38 | 1.3333 | 0.33333 | 44.6974 | 1.3249 | 46.0223 | WIDTH50_LENGTH40_HIGHT8_ORIENTATION135_WINDOWSRATIO40%_SKYLIGHTRATIO10%_3Dview.png | WIDTH50_LENGTH40_HIGHT8_ORIENTATION135_WINDOWSRATIO40%_SKYLIGHTRATIO10%.json
40 | 60 | 8 | 135 | 20% | 10% | 4800 | 38 | 18 | 1.3333 | 0.33333 | 44.6965 | 1.3318 | 46.0283 | WIDTH60_LENGTH40_HIGHT8_ORIENTATION135_WINDOWSRATIO40%_SKYLIGHTRATIO10%_3Dview.png | WIDTH60_LENGTH40_HIGHT8_ORIENTATION135_WINDOWSRATIO40%_SKYLIGHTRATIO10%.json
60 | 40 | 8 | 180 | 20% | 10% | 4800 | 18 | 38 | 1.3333 | 0.33333 | 44.8013 | 1.2554 | 46.0567 | WIDTH30_LENGTH50_HIGHT8_ORIENTATION135_WINDOWSRATIO40%_SKYLIGHTRATIO10%_3Dview.png | WIDTH30_LENGTH50_HIGHT8_ORIENTATION135_WINDOWSRATIO40%_SKYLIGHTRATIO10%.json
40 | 60 | 8 | 180 | 20% | 10% | 4800 | 38 | 18 | 1.3333 | 0.33333 | 44.7933 | 1.2958 | 46.089 | WIDTH40_LENGTH50_HIGHT8_ORIENTATION135_WINDOWSRATIO40%_SKYLIGHTRATIO10%_3Dview.png | WIDTH40_LENGTH50_HIGHT8_ORIENTATION135_WINDOWSRATIO40%_SKYLIGHTRATIO10%.json
60 | 40 | 8 | 225 | 20% | 10% | 4800 | 18 | 38 | 1.3333 | 0.33333 | 44.6983 | 1.3308 | 46.0291 | WIDTH50_LENGTH50_HIGHT8_ORIENTATION135_WINDOWSRATIO40%_SKYLIGHTRATIO10%_3Dview.png | WIDTH50_LENGTH50_HIGHT8_ORIENTATION135_WINDOWSRATIO40%_SKYLIGHTRATIO10%.json
40 | 60 | 8 | 225 | 20% | 10% | 4800 | 38 | 18 | 1.3333 | 0.33333 | 44.6993 | 1.3245 | 46.0238 | WIDTH60_LENGTH50_HIGHT8_ORIENTATION135_WINDOWSRATIO40%_SKYLIGHTRATIO10%_3Dview.png | WIDTH60_LENGTH50_HIGHT8_ORIENTATION135_WINDOWSRATIO40%_SKYLIGHTRATIO10%.json
60 | 40 | 8 | 270 | 20% | 10% | 4800 | 18 | 38 | 1.3333 | 0.33333 | 44.7926 | 1.2953 | 46.0879 | WIDTH30_LENGTH60_HIGHT8_ORIENTATION135_WINDOWSRATIO40%_SKYLIGHTRATIO10%_3Dview.png | WIDTH30_LENGTH60_HIGHT8_ORIENTATION135_WINDOWSRATIO40%_SKYLIGHTRATIO10%.json
40 | 60 | 8 | 270 | 20% | 10% | 4800 | 38 | 18 | 1.3333 | 0.33333 | 44.8011 | 1.2535 | 46.0546 | WIDTH40_LENGTH60_HIGHT8_ORIENTATION135_WINDOWSRATIO40%_SKYLIGHTRATIO10%_3Dview.png | WIDTH40_LENGTH60_HIGHT8_ORIENTATION135_WINDOWSRATIO40%_SKYLIGHTRATIO10%.json
60 | 40 | 8 | 315 | 20% | 10% | 4800 | 18 | 38 | 1.3333 | 0.33333 | 44.694 | 1.3271 | 46.021 | WIDTH50_LENGTH60_HIGHT8_ORIENTATION135_WINDOWSRATIO40%_SKYLIGHTRATIO10%_3Dview.png | WIDTH50_LENGTH60_HIGHT8_ORIENTATION135_WINDOWSRATIO40%_SKYLIGHTRATIO10%.json
40 | 60 | 8 | 315 | 20% | 10% | 4800 | 38 | 18 | 1.3333 | 0.33333 | 44.6965 | 1.3318 | 46.0283 | WIDTH60_LENGTH60_HIGHT8_ORIENTATION135_WINDOWSRATIO40%_SKYLIGHTRATIO10%_3Dview.png | WIDTH60_LENGTH60_HIGHT8_ORIENTATION135_WINDOWSRATIO40%_SKYLIGHTRATIO10%.json
60 | 40 | 8 | 0 | 30% | 10% | 4800 | 18 | 38 | 1.3333 | 0.33333 | 45.4894 | 1.0864 | 46.5758 | WIDTH30_LENGTH30_HIGHT12_ORIENTATION135_WINDOWSRATIO40%_SKYLIGHTRATIO10%_3Dview.png | WIDTH30_LENGTH30_HIGHT12_ORIENTATION135_WINDOWSRATIO40%_SKYLIGHTRATIO10%.json
40 | 60 | 8 | 0 | 30% | 10% | 4800 | 38 | 18 | 1.3333 | 0.33333 | 45.4619 | 1.1302 | 46.592 | WIDTH40_LENGTH30_HIGHT12_ORIENTATION135_WINDOWSRATIO40%_SKYLIGHTRATIO10%_3Dview.png | WIDTH40_LENGTH30_HIGHT12_ORIENTATION135_WINDOWSRATIO40%_SKYLIGHTRATIO10%.json
60 | 40 | 8 | 45 | 30% | 10% | 4800 | 18 | 38 | 1.3333 | 0.33333 | 45.3681 | 1.1692 | 46.5374 | WIDTH50_LENGTH30_HIGHT12_ORIENTATION135_WINDOWSRATIO40%_SKYLIGHTRATIO10%_3Dview.png | WIDTH50_LENGTH30_HIGHT12_ORIENTATION135_WINDOWSRATIO40%_SKYLIGHTRATIO10%.json
40 | 60 | 8 | 45 | 30% | 10% | 4800 | 38 | 18 | 1.3333 | 0.33333 | 45.3651 | 1.1654 | 46.5305 | WIDTH60_LENGTH30_HIGHT12_ORIENTATION135_WINDOWSRATIO40%_SKYLIGHTRATIO10%_3Dview.png | WIDTH60_LENGTH30_HIGHT12_ORIENTATION135_WINDOWSRATIO40%_SKYLIGHTRATIO10%.json
60 | 40 | 8 | 90 | 30% | 10% | 4800 | 18 | 38 | 1.3333 | 0.33333 | 45.4606 | 1.1297 | 46.5903 | WIDTH30_LENGTH40_HIGHT12_ORIENTATION135_WINDOWSRATIO40%_SKYLIGHTRATIO10%_3Dview.png | WIDTH30_LENGTH40_HIGHT12_ORIENTATION135_WINDOWSRATIO40%_SKYLIGHTRATIO10%.json
40 | 60 | 8 | 90 | 30% | 10% | 4800 | 38 | 18 | 1.3333 | 0.33333 | 45.4889 | 1.0853 | 46.5742 | WIDTH40_LENGTH40_HIGHT12_ORIENTATION135_WINDOWSRATIO40%_SKYLIGHTRATIO10%_3Dview.png | WIDTH40_LENGTH40_HIGHT12_ORIENTATION135_WINDOWSRATIO40%_SKYLIGHTRATIO10%.json
60 | 40 | 8 | 135 | 30% | 10% | 4800 | 18 | 38 | 1.3333 | 0.33333 | 45.366 | 1.1647 | 46.5307 | WIDTH50_LENGTH40_HIGHT12_ORIENTATION135_WINDOWSRATIO40%_SKYLIGHTRATIO10%_3Dview.png | WIDTH50_LENGTH40_HIGHT12_ORIENTATION135_WINDOWSRATIO40%_SKYLIGHTRATIO10%.json
40 | 60 | 8 | 135 | 30% | 10% | 4800 | 38 | 18 | 1.3333 | 0.33333 | 45.3623 | 1.1711 | 46.5333 | WIDTH60_LENGTH40_HIGHT12_ORIENTATION135_WINDOWSRATIO40%_SKYLIGHTRATIO10%_3Dview.png | WIDTH60_LENGTH40_HIGHT12_ORIENTATION135_WINDOWSRATIO40%_SKYLIGHTRATIO10%.json
60 | 40 | 8 | 180 | 30% | 10% | 4800 | 18 | 38 | 1.3333 | 0.33333 | 45.4894 | 1.0864 | 46.5758 | WIDTH30_LENGTH50_HIGHT12_ORIENTATION135_WINDOWSRATIO40%_SKYLIGHTRATIO10%_3Dview.png | WIDTH30_LENGTH50_HIGHT12_ORIENTATION135_WINDOWSRATIO40%_SKYLIGHTRATIO10%.json
40 | 60 | 8 | 180 | 30% | 10% | 4800 | 38 | 18 | 1.3333 | 0.33333 | 45.4619 | 1.1302 | 46.592 | WIDTH40_LENGTH50_HIGHT12_ORIENTATION135_WINDOWSRATIO40%_SKYLIGHTRATIO10%_3Dview.png | WIDTH40_LENGTH50_HIGHT12_ORIENTATION135_WINDOWSRATIO40%_SKYLIGHTRATIO10%.json
60 | 40 | 8 | 225 | 30% | 10% | 4800 | 18 | 38 | 1.3333 | 0.33333 | 45.3664 | 1.17 | 46.5363 | WIDTH50_LENGTH50_HIGHT12_ORIENTATION135_WINDOWSRATIO40%_SKYLIGHTRATIO10%_3Dview.png | WIDTH50_LENGTH50_HIGHT12_ORIENTATION135_WINDOWSRATIO40%_SKYLIGHTRATIO10%.json
40 | 60 | 8 | 225 | 30% | 10% | 4800 | 38 | 18 | 1.3333 | 0.33333 | 45.3674 | 1.1643 | 46.5317 | WIDTH60_LENGTH50_HIGHT12_ORIENTATION135_WINDOWSRATIO40%_SKYLIGHTRATIO10%_3Dview.png | WIDTH60_LENGTH50_HIGHT12_ORIENTATION135_WINDOWSRATIO40%_SKYLIGHTRATIO10%.json
60 | 40 | 8 | 270 | 30% | 10% | 4800 | 18 | 38 | 1.3333 | 0.33333 | 45.4606 | 1.1297 | 46.5903 | WIDTH30_LENGTH60_HIGHT12_ORIENTATION135_WINDOWSRATIO40%_SKYLIGHTRATIO10%_3Dview.png | WIDTH30_LENGTH60_HIGHT12_ORIENTATION135_WINDOWSRATIO40%_SKYLIGHTRATIO10%.json
40 | 60 | 8 | 270 | 30% | 10% | 4800 | 38 | 18 | 1.3333 | 0.33333 | 45.4889 | 1.0853 | 46.5742 | WIDTH40_LENGTH60_HIGHT12_ORIENTATION135_WINDOWSRATIO40%_SKYLIGHTRATIO10%_3Dview.png | WIDTH40_LENGTH60_HIGHT12_ORIENTATION135_WINDOWSRATIO40%_SKYLIGHTRATIO10%.json
60 | 40 | 8 | 315 | 30% | 10% | 4800 | 18 | 38 | 1.3333 | 0.33333 | 45.3628 | 1.1668 | 46.5296 | WIDTH50_LENGTH60_HIGHT12_ORIENTATION135_WINDOWSRATIO40%_SKYLIGHTRATIO10%_3Dview.png | WIDTH50_LENGTH60_HIGHT12_ORIENTATION135_WINDOWSRATIO40%_SKYLIGHTRATIO10%.json
40 | 60 | 8 | 315 | 30% | 10% | 4800 | 38 | 18 | 1.3333 | 0.33333 | 45.3623 | 1.1711 | 46.5333 | WIDTH60_LENGTH60_HIGHT12_ORIENTATION135_WINDOWSRATIO40%_SKYLIGHTRATIO10%_3Dview.png | WIDTH60_LENGTH60_HIGHT12_ORIENTATION135_WINDOWSRATIO40%_SKYLIGHTRATIO10%.json
60 | 40 | 8 | 0 | 40% | 10% | 4800 | 18 | 38 | 1.3333 | 0.33333 | 46.046 | 0.94406 | 46.9901 | WIDTH30_LENGTH30_HIGHT16_ORIENTATION135_WINDOWSRATIO40%_SKYLIGHTRATIO10%_3Dview.png | WIDTH30_LENGTH30_HIGHT16_ORIENTATION135_WINDOWSRATIO40%_SKYLIGHTRATIO10%.json
40 | 60 | 8 | 0 | 40% | 10% | 4800 | 38 | 18 | 1.3333 | 0.33333 | 46.002 | 0.9929 | 46.9949 | WIDTH40_LENGTH30_HIGHT16_ORIENTATION135_WINDOWSRATIO40%_SKYLIGHTRATIO10%_3Dview.png | WIDTH40_LENGTH30_HIGHT16_ORIENTATION135_WINDOWSRATIO40%_SKYLIGHTRATIO10%.json
60 | 40 | 8 | 45 | 40% | 10% | 4800 | 18 | 38 | 1.3333 | 0.33333 | 45.905 | 1.0353 | 46.9404 | WIDTH50_LENGTH30_HIGHT16_ORIENTATION135_WINDOWSRATIO40%_SKYLIGHTRATIO10%_3Dview.png | WIDTH50_LENGTH30_HIGHT16_ORIENTATION135_WINDOWSRATIO40%_SKYLIGHTRATIO10%.json
40 | 60 | 8 | 45 | 40% | 10% | 4800 | 38 | 18 | 1.3333 | 0.33333 | 45.9071 | 1.0324 | 46.9396 | WIDTH60_LENGTH30_HIGHT16_ORIENTATION135_WINDOWSRATIO40%_SKYLIGHTRATIO10%_3Dview.png | WIDTH60_LENGTH30_HIGHT16_ORIENTATION135_WINDOWSRATIO40%_SKYLIGHTRATIO10%.json
60 | 40 | 8 | 90 | 40% | 10% | 4800 | 18 | 38 | 1.3333 | 0.33333 | 46.0008 | 0.9924 | 46.9932 | WIDTH30_LENGTH40_HIGHT16_ORIENTATION135_WINDOWSRATIO40%_SKYLIGHTRATIO10%_3Dview.png | WIDTH30_LENGTH40_HIGHT16_ORIENTATION135_WINDOWSRATIO40%_SKYLIGHTRATIO10%.json
40 | 60 | 8 | 90 | 40% | 10% | 4800 | 38 | 18 | 1.3333 | 0.33333 | 46.0467 | 0.9406 | 46.9873 | WIDTH40_LENGTH40_HIGHT16_ORIENTATION135_WINDOWSRATIO40%_SKYLIGHTRATIO10%_3Dview.png | WIDTH40_LENGTH40_HIGHT16_ORIENTATION135_WINDOWSRATIO40%_SKYLIGHTRATIO10%.json
60 | 40 | 8 | 135 | 40% | 10% | 4800 | 18 | 38 | 1.3333 | 0.33333 | 45.9076 | 1.0319 | 46.9395 | WIDTH50_LENGTH40_HIGHT16_ORIENTATION135_WINDOWSRATIO40%_SKYLIGHTRATIO10%_3Dview.png | WIDTH50_LENGTH40_HIGHT16_ORIENTATION135_WINDOWSRATIO40%_SKYLIGHTRATIO10%.json
40 | 60 | 8 | 135 | 40% | 10% | 4800 | 38 | 18 | 1.3333 | 0.33333 | 45.9016 | 1.0359 | 46.9375 | WIDTH60_LENGTH40_HIGHT16_ORIENTATION135_WINDOWSRATIO40%_SKYLIGHTRATIO10%_3Dview.png | WIDTH60_LENGTH40_HIGHT16_ORIENTATION135_WINDOWSRATIO40%_SKYLIGHTRATIO10%.json
60 | 40 | 8 | 180 | 40% | 10% | 4800 | 18 | 38 | 1.3333 | 0.33333 | 46.046 | 0.94406 | 46.9901 | WIDTH30_LENGTH50_HIGHT16_ORIENTATION135_WINDOWSRATIO40%_SKYLIGHTRATIO10%_3Dview.png | WIDTH30_LENGTH50_HIGHT16_ORIENTATION135_WINDOWSRATIO40%_SKYLIGHTRATIO10%.json
40 | 60 | 8 | 180 | 40% | 10% | 4800 | 38 | 18 | 1.3333 | 0.33333 | 46.002 | 0.9929 | 46.9949 | WIDTH40_LENGTH50_HIGHT16_ORIENTATION135_WINDOWSRATIO40%_SKYLIGHTRATIO10%_3Dview.png | WIDTH40_LENGTH50_HIGHT16_ORIENTATION135_WINDOWSRATIO40%_SKYLIGHTRATIO10%.json
60 | 40 | 8 | 225 | 40% | 10% | 4800 | 18 | 38 | 1.3333 | 0.33333 | 45.9035 | 1.036 | 46.9396 | WIDTH50_LENGTH50_HIGHT16_ORIENTATION135_WINDOWSRATIO40%_SKYLIGHTRATIO10%_3Dview.png | WIDTH50_LENGTH50_HIGHT16_ORIENTATION135_WINDOWSRATIO40%_SKYLIGHTRATIO10%.json
40 | 60 | 8 | 225 | 40% | 10% | 4800 | 38 | 18 | 1.3333 | 0.33333 | 45.9091 | 1.0315 | 46.9406 | WIDTH60_LENGTH50_HIGHT16_ORIENTATION135_WINDOWSRATIO40%_SKYLIGHTRATIO10%_3Dview.png | WIDTH60_LENGTH50_HIGHT16_ORIENTATION135_WINDOWSRATIO40%_SKYLIGHTRATIO10%.json
60 | 40 | 8 | 270 | 40% | 10% | 4800 | 18 | 38 | 1.3333 | 0.33333 | 46.0008 | 0.9924 | 46.9932 | WIDTH30_LENGTH60_HIGHT16_ORIENTATION135_WINDOWSRATIO40%_SKYLIGHTRATIO10%_3Dview.png | WIDTH30_LENGTH60_HIGHT16_ORIENTATION135_WINDOWSRATIO40%_SKYLIGHTRATIO10%.json
40 | 60 | 8 | 270 | 40% | 10% | 4800 | 38 | 18 | 1.3333 | 0.33333 | 46.0467 | 0.9406 | 46.9873 | WIDTH40_LENGTH60_HIGHT16_ORIENTATION135_WINDOWSRATIO40%_SKYLIGHTRATIO10%_3Dview.png | WIDTH40_LENGTH60_HIGHT16_ORIENTATION135_WINDOWSRATIO40%_SKYLIGHTRATIO10%.json
60 | 40 | 8 | 315 | 40% | 10% | 4800 | 18 | 38 | 1.3333 | 0.33333 | 45.9043 | 1.0319 | 46.9363 | WIDTH50_LENGTH60_HIGHT16_ORIENTATION135_WINDOWSRATIO40%_SKYLIGHTRATIO10%_3Dview.png | WIDTH50_LENGTH60_HIGHT16_ORIENTATION135_WINDOWSRATIO40%_SKYLIGHTRATIO10%.json
40 | 60 | 8 | 315 | 40% | 10% | 4800 | 38 | 18 | 1.3333 | 0.33333 | 45.9016 | 1.0359 | 46.9375 | WIDTH60_LENGTH60_HIGHT16_ORIENTATION135_WINDOWSRATIO40%_SKYLIGHTRATIO10%_3Dview.png | WIDTH60_LENGTH60_HIGHT16_ORIENTATION135_WINDOWSRATIO40%_SKYLIGHTRATIO10%.json
60 | 40 | 8 | 0 | 10% | 20% | 4800 | 18 | 38 | 1.3333 | 0.33333 | 47.4591 | 1.3174 | 48.7765 | WIDTH30_LENGTH30_HIGHT8_ORIENTATION180_WINDOWSRATIO40%_SKYLIGHTRATIO10%_3Dview.png | WIDTH30_LENGTH30_HIGHT8_ORIENTATION180_WINDOWSRATIO40%_SKYLIGHTRATIO10%.json
40 | 60 | 8 | 0 | 10% | 20% | 4800 | 38 | 18 | 1.3333 | 0.33333 | 47.455 | 1.3453 | 48.8004 | WIDTH40_LENGTH30_HIGHT8_ORIENTATION180_WINDOWSRATIO40%_SKYLIGHTRATIO10%_3Dview.png | WIDTH40_LENGTH30_HIGHT8_ORIENTATION180_WINDOWSRATIO40%_SKYLIGHTRATIO10%.json
60 | 40 | 8 | 45 | 10% | 20% | 4800 | 18 | 38 | 1.3333 | 0.33333 | 47.3752 | 1.376 | 48.7512 | WIDTH50_LENGTH30_HIGHT8_ORIENTATION180_WINDOWSRATIO40%_SKYLIGHTRATIO10%_3Dview.png | WIDTH50_LENGTH30_HIGHT8_ORIENTATION180_WINDOWSRATIO40%_SKYLIGHTRATIO10%.json
40 | 60 | 8 | 45 | 10% | 20% | 4800 | 38 | 18 | 1.3333 | 0.33333 | 47.3632 | 1.3738 | 48.737 | WIDTH60_LENGTH30_HIGHT8_ORIENTATION180_WINDOWSRATIO40%_SKYLIGHTRATIO10%_3Dview.png | WIDTH60_LENGTH30_HIGHT8_ORIENTATION180_WINDOWSRATIO40%_SKYLIGHTRATIO10%.json
60 | 40 | 8 | 90 | 10% | 20% | 4800 | 18 | 38 | 1.3333 | 0.33333 | 47.4553 | 1.3447 | 48.8 | WIDTH30_LENGTH40_HIGHT8_ORIENTATION180_WINDOWSRATIO40%_SKYLIGHTRATIO10%_3Dview.png | WIDTH30_LENGTH40_HIGHT8_ORIENTATION180_WINDOWSRATIO40%_SKYLIGHTRATIO10%.json
40 | 60 | 8 | 90 | 10% | 20% | 4800 | 38 | 18 | 1.3333 | 0.33333 | 47.4593 | 1.3162 | 48.7755 | WIDTH40_LENGTH40_HIGHT8_ORIENTATION180_WINDOWSRATIO40%_SKYLIGHTRATIO10%_3Dview.png | WIDTH40_LENGTH40_HIGHT8_ORIENTATION180_WINDOWSRATIO40%_SKYLIGHTRATIO10%.json
60 | 40 | 8 | 135 | 10% | 20% | 4800 | 18 | 38 | 1.3333 | 0.33333 | 47.362 | 1.3771 | 48.739 | WIDTH50_LENGTH40_HIGHT8_ORIENTATION180_WINDOWSRATIO40%_SKYLIGHTRATIO10%_3Dview.png | WIDTH50_LENGTH40_HIGHT8_ORIENTATION180_WINDOWSRATIO40%_SKYLIGHTRATIO10%.json
40 | 60 | 8 | 135 | 10% | 20% | 4800 | 38 | 18 | 1.3333 | 0.33333 | 47.3648 | 1.3807 | 48.7455 | WIDTH60_LENGTH40_HIGHT8_ORIENTATION180_WINDOWSRATIO40%_SKYLIGHTRATIO10%_3Dview.png | WIDTH60_LENGTH40_HIGHT8_ORIENTATION180_WINDOWSRATIO40%_SKYLIGHTRATIO10%.json
60 | 40 | 8 | 180 | 10% | 20% | 4800 | 18 | 38 | 1.3333 | 0.33333 | 47.4591 | 1.3174 | 48.7765 | WIDTH30_LENGTH50_HIGHT8_ORIENTATION180_WINDOWSRATIO40%_SKYLIGHTRATIO10%_3Dview.png | WIDTH30_LENGTH50_HIGHT8_ORIENTATION180_WINDOWSRATIO40%_SKYLIGHTRATIO10%.json
40 | 60 | 8 | 180 | 10% | 20% | 4800 | 38 | 18 | 1.3333 | 0.33333 | 47.455 | 1.3453 | 48.8004 | WIDTH40_LENGTH50_HIGHT8_ORIENTATION180_WINDOWSRATIO40%_SKYLIGHTRATIO10%_3Dview.png | WIDTH40_LENGTH50_HIGHT8_ORIENTATION180_WINDOWSRATIO40%_SKYLIGHTRATIO10%.json
60 | 40 | 8 | 225 | 10% | 20% | 4800 | 18 | 38 | 1.3333 | 0.33333 | 47.3752 | 1.376 | 48.7512 | WIDTH50_LENGTH50_HIGHT8_ORIENTATION180_WINDOWSRATIO40%_SKYLIGHTRATIO10%_3Dview.png | WIDTH50_LENGTH50_HIGHT8_ORIENTATION180_WINDOWSRATIO40%_SKYLIGHTRATIO10%.json
40 | 60 | 8 | 225 | 10% | 20% | 4800 | 38 | 18 | 1.3333 | 0.33333 | 47.3738 | 1.37 | 48.7437 | WIDTH60_LENGTH50_HIGHT8_ORIENTATION180_WINDOWSRATIO40%_SKYLIGHTRATIO10%_3Dview.png | WIDTH60_LENGTH50_HIGHT8_ORIENTATION180_WINDOWSRATIO40%_SKYLIGHTRATIO10%.json
60 | 40 | 8 | 270 | 10% | 20% | 4800 | 18 | 38 | 1.3333 | 0.33333 | 47.4553 | 1.3447 | 48.8 | WIDTH30_LENGTH60_HIGHT8_ORIENTATION180_WINDOWSRATIO40%_SKYLIGHTRATIO10%_3Dview.png | WIDTH30_LENGTH60_HIGHT8_ORIENTATION180_WINDOWSRATIO40%_SKYLIGHTRATIO10%.json
40 | 60 | 8 | 270 | 10% | 20% | 4800 | 38 | 18 | 1.3333 | 0.33333 | 47.4593 | 1.3162 | 48.7755 | WIDTH40_LENGTH60_HIGHT8_ORIENTATION180_WINDOWSRATIO40%_SKYLIGHTRATIO10%_3Dview.png | WIDTH40_LENGTH60_HIGHT8_ORIENTATION180_WINDOWSRATIO40%_SKYLIGHTRATIO10%.json
60 | 40 | 8 | 315 | 10% | 20% | 4800 | 18 | 38 | 1.3333 | 0.33333 | 47.364 | 1.3727 | 48.7368 | WIDTH50_LENGTH60_HIGHT8_ORIENTATION180_WINDOWSRATIO40%_SKYLIGHTRATIO10%_3Dview.png | WIDTH50_LENGTH60_HIGHT8_ORIENTATION180_WINDOWSRATIO40%_SKYLIGHTRATIO10%.json
40 | 60 | 8 | 315 | 10% | 20% | 4800 | 38 | 18 | 1.3333 | 0.33333 | 47.3648 | 1.3789 | 48.7437 | WIDTH60_LENGTH60_HIGHT8_ORIENTATION180_WINDOWSRATIO40%_SKYLIGHTRATIO10%_3Dview.png | WIDTH60_LENGTH60_HIGHT8_ORIENTATION180_WINDOWSRATIO40%_SKYLIGHTRATIO10%.json
60 | 40 | 8 | 0 | 20% | 20% | 4800 | 18 | 38 | 1.3333 | 0.33333 | 48.2565 | 1.1274 | 49.3838 | WIDTH30_LENGTH30_HIGHT12_ORIENTATION180_WINDOWSRATIO40%_SKYLIGHTRATIO10%_3Dview.png | WIDTH30_LENGTH30_HIGHT12_ORIENTATION180_WINDOWSRATIO40%_SKYLIGHTRATIO10%.json
40 | 60 | 8 | 0 | 20% | 20% | 4800 | 38 | 18 | 1.3333 | 0.33333 | 48.2457 | 1.1645 | 49.4101 | WIDTH40_LENGTH30_HIGHT12_ORIENTATION180_WINDOWSRATIO40%_SKYLIGHTRATIO10%_3Dview.png | WIDTH40_LENGTH30_HIGHT12_ORIENTATION180_WINDOWSRATIO40%_SKYLIGHTRATIO10%.json
60 | 40 | 8 | 45 | 20% | 20% | 4800 | 18 | 38 | 1.3333 | 0.33333 | 48.1607 | 1.1993 | 49.36 | WIDTH50_LENGTH30_HIGHT12_ORIENTATION180_WINDOWSRATIO40%_SKYLIGHTRATIO10%_3Dview.png | WIDTH50_LENGTH30_HIGHT12_ORIENTATION180_WINDOWSRATIO40%_SKYLIGHTRATIO10%.json
40 | 60 | 8 | 45 | 20% | 20% | 4800 | 38 | 18 | 1.3333 | 0.33333 | 48.1471 | 1.1975 | 49.3447 | WIDTH60_LENGTH30_HIGHT12_ORIENTATION180_WINDOWSRATIO40%_SKYLIGHTRATIO10%_3Dview.png | WIDTH60_LENGTH30_HIGHT12_ORIENTATION180_WINDOWSRATIO40%_SKYLIGHTRATIO10%.json
60 | 40 | 8 | 90 | 20% | 20% | 4800 | 18 | 38 | 1.3333 | 0.33333 | 48.2454 | 1.1638 | 49.4092 | WIDTH30_LENGTH40_HIGHT12_ORIENTATION180_WINDOWSRATIO40%_SKYLIGHTRATIO10%_3Dview.png | WIDTH30_LENGTH40_HIGHT12_ORIENTATION180_WINDOWSRATIO40%_SKYLIGHTRATIO10%.json
40 | 60 | 8 | 90 | 20% | 20% | 4800 | 38 | 18 | 1.3333 | 0.33333 | 48.2579 | 1.1256 | 49.3836 | WIDTH40_LENGTH40_HIGHT12_ORIENTATION180_WINDOWSRATIO40%_SKYLIGHTRATIO10%_3Dview.png | WIDTH40_LENGTH40_HIGHT12_ORIENTATION180_WINDOWSRATIO40%_SKYLIGHTRATIO10%.json
60 | 40 | 8 | 135 | 20% | 20% | 4800 | 18 | 38 | 1.3333 | 0.33333 | 48.1418 | 1.2 | 49.3418 | WIDTH50_LENGTH40_HIGHT12_ORIENTATION180_WINDOWSRATIO40%_SKYLIGHTRATIO10%_3Dview.png | WIDTH50_LENGTH40_HIGHT12_ORIENTATION180_WINDOWSRATIO40%_SKYLIGHTRATIO10%.json
40 | 60 | 8 | 135 | 20% | 20% | 4800 | 38 | 18 | 1.3333 | 0.33333 | 48.1474 | 1.2045 | 49.3519 | WIDTH60_LENGTH40_HIGHT12_ORIENTATION180_WINDOWSRATIO40%_SKYLIGHTRATIO10%_3Dview.png | WIDTH60_LENGTH40_HIGHT12_ORIENTATION180_WINDOWSRATIO40%_SKYLIGHTRATIO10%.json
60 | 40 | 8 | 180 | 20% | 20% | 4800 | 18 | 38 | 1.3333 | 0.33333 | 48.2565 | 1.1274 | 49.3838 | WIDTH30_LENGTH50_HIGHT12_ORIENTATION180_WINDOWSRATIO40%_SKYLIGHTRATIO10%_3Dview.png | WIDTH30_LENGTH50_HIGHT12_ORIENTATION180_WINDOWSRATIO40%_SKYLIGHTRATIO10%.json
40 | 60 | 8 | 180 | 20% | 20% | 4800 | 38 | 18 | 1.3333 | 0.33333 | 48.2457 | 1.1645 | 49.4101 | WIDTH40_LENGTH50_HIGHT12_ORIENTATION180_WINDOWSRATIO40%_SKYLIGHTRATIO10%_3Dview.png | WIDTH40_LENGTH50_HIGHT12_ORIENTATION180_WINDOWSRATIO40%_SKYLIGHTRATIO10%.json
60 | 40 | 8 | 225 | 20% | 20% | 4800 | 18 | 38 | 1.3333 | 0.33333 | 48.1607 | 1.1993 | 49.36 | WIDTH50_LENGTH50_HIGHT12_ORIENTATION180_WINDOWSRATIO40%_SKYLIGHTRATIO10%_3Dview.png | WIDTH50_LENGTH50_HIGHT12_ORIENTATION180_WINDOWSRATIO40%_SKYLIGHTRATIO10%.json
40 | 60 | 8 | 225 | 20% | 20% | 4800 | 38 | 18 | 1.3333 | 0.33333 | 48.1569 | 1.194 | 49.3509 | WIDTH60_LENGTH50_HIGHT12_ORIENTATION180_WINDOWSRATIO40%_SKYLIGHTRATIO10%_3Dview.png | WIDTH60_LENGTH50_HIGHT12_ORIENTATION180_WINDOWSRATIO40%_SKYLIGHTRATIO10%.json
60 | 40 | 8 | 270 | 20% | 20% | 4800 | 18 | 38 | 1.3333 | 0.33333 | 48.2454 | 1.1638 | 49.4092 | WIDTH30_LENGTH60_HIGHT12_ORIENTATION180_WINDOWSRATIO40%_SKYLIGHTRATIO10%_3Dview.png | WIDTH30_LENGTH60_HIGHT12_ORIENTATION180_WINDOWSRATIO40%_SKYLIGHTRATIO10%.json
40 | 60 | 8 | 270 | 20% | 20% | 4800 | 38 | 18 | 1.3333 | 0.33333 | 48.2579 | 1.1256 | 49.3836 | WIDTH40_LENGTH60_HIGHT12_ORIENTATION180_WINDOWSRATIO40%_SKYLIGHTRATIO10%_3Dview.png | WIDTH40_LENGTH60_HIGHT12_ORIENTATION180_WINDOWSRATIO40%_SKYLIGHTRATIO10%.json
60 | 40 | 8 | 315 | 20% | 20% | 4800 | 18 | 38 | 1.3333 | 0.33333 | 48.1469 | 1.1967 | 49.3436 | WIDTH50_LENGTH60_HIGHT12_ORIENTATION180_WINDOWSRATIO40%_SKYLIGHTRATIO10%_3Dview.png | WIDTH50_LENGTH60_HIGHT12_ORIENTATION180_WINDOWSRATIO40%_SKYLIGHTRATIO10%.json
40 | 60 | 8 | 315 | 20% | 20% | 4800 | 38 | 18 | 1.3333 | 0.33333 | 48.1489 | 1.2025 | 49.3514 | WIDTH60_LENGTH60_HIGHT12_ORIENTATION180_WINDOWSRATIO40%_SKYLIGHTRATIO10%_3Dview.png | WIDTH60_LENGTH60_HIGHT12_ORIENTATION180_WINDOWSRATIO40%_SKYLIGHTRATIO10%.json
60 | 40 | 8 | 0 | 30% | 20% | 4800 | 18 | 38 | 1.3333 | 0.33333 | 48.8854 | 0.97 | 49.8554 | WIDTH30_LENGTH30_HIGHT16_ORIENTATION180_WINDOWSRATIO40%_SKYLIGHTRATIO10%_3Dview.png | WIDTH30_LENGTH30_HIGHT16_ORIENTATION180_WINDOWSRATIO40%_SKYLIGHTRATIO10%.json
40 | 60 | 8 | 0 | 30% | 20% | 4800 | 38 | 18 | 1.3333 | 0.33333 | 48.8539 | 1.0143 | 49.8682 | WIDTH40_LENGTH30_HIGHT16_ORIENTATION180_WINDOWSRATIO40%_SKYLIGHTRATIO10%_3Dview.png | WIDTH40_LENGTH30_HIGHT16_ORIENTATION180_WINDOWSRATIO40%_SKYLIGHTRATIO10%.json
60 | 40 | 8 | 45 | 30% | 20% | 4800 | 18 | 38 | 1.3333 | 0.33333 | 48.7649 | 1.0489 | 49.8138 | WIDTH50_LENGTH30_HIGHT16_ORIENTATION180_WINDOWSRATIO40%_SKYLIGHTRATIO10%_3Dview.png | WIDTH50_LENGTH30_HIGHT16_ORIENTATION180_WINDOWSRATIO40%_SKYLIGHTRATIO10%.json
40 | 60 | 8 | 45 | 30% | 20% | 4800 | 38 | 18 | 1.3333 | 0.33333 | 48.7549 | 1.0484 | 49.8033 | WIDTH60_LENGTH30_HIGHT16_ORIENTATION180_WINDOWSRATIO40%_SKYLIGHTRATIO10%_3Dview.png | WIDTH60_LENGTH30_HIGHT16_ORIENTATION180_WINDOWSRATIO40%_SKYLIGHTRATIO10%.json
60 | 40 | 8 | 90 | 30% | 20% | 4800 | 18 | 38 | 1.3333 | 0.33333 | 48.8539 | 1.0137 | 49.8676 | WIDTH30_LENGTH40_HIGHT16_ORIENTATION180_WINDOWSRATIO40%_SKYLIGHTRATIO10%_3Dview.png | WIDTH30_LENGTH40_HIGHT16_ORIENTATION180_WINDOWSRATIO40%_SKYLIGHTRATIO10%.json
40 | 60 | 8 | 90 | 30% | 20% | 4800 | 38 | 18 | 1.3333 | 0.33333 | 48.8874 | 0.96866 | 49.8561 | WIDTH40_LENGTH40_HIGHT16_ORIENTATION180_WINDOWSRATIO40%_SKYLIGHTRATIO10%_3Dview.png | WIDTH40_LENGTH40_HIGHT16_ORIENTATION180_WINDOWSRATIO40%_SKYLIGHTRATIO10%.json
60 | 40 | 8 | 135 | 30% | 20% | 4800 | 18 | 38 | 1.3333 | 0.33333 | 48.7476 | 1.0519 | 49.7995 | WIDTH50_LENGTH40_HIGHT16_ORIENTATION180_WINDOWSRATIO40%_SKYLIGHTRATIO10%_3Dview.png | WIDTH50_LENGTH40_HIGHT16_ORIENTATION180_WINDOWSRATIO40%_SKYLIGHTRATIO10%.json
40 | 60 | 8 | 135 | 30% | 20% | 4800 | 38 | 18 | 1.3333 | 0.33333 | 48.7524 | 1.0537 | 49.8061 | WIDTH60_LENGTH40_HIGHT16_ORIENTATION180_WINDOWSRATIO40%_SKYLIGHTRATIO10%_3Dview.png | WIDTH60_LENGTH40_HIGHT16_ORIENTATION180_WINDOWSRATIO40%_SKYLIGHTRATIO10%.json
60 | 40 | 8 | 180 | 30% | 20% | 4800 | 18 | 38 | 1.3333 | 0.33333 | 48.8854 | 0.97 | 49.8554 | WIDTH30_LENGTH50_HIGHT16_ORIENTATION180_WINDOWSRATIO40%_SKYLIGHTRATIO10%_3Dview.png | WIDTH30_LENGTH50_HIGHT16_ORIENTATION180_WINDOWSRATIO40%_SKYLIGHTRATIO10%.json
40 | 60 | 8 | 180 | 30% | 20% | 4800 | 38 | 18 | 1.3333 | 0.33333 | 48.8539 | 1.0143 | 49.8682 | WIDTH40_LENGTH50_HIGHT16_ORIENTATION180_WINDOWSRATIO40%_SKYLIGHTRATIO10%_3Dview.png | WIDTH40_LENGTH50_HIGHT16_ORIENTATION180_WINDOWSRATIO40%_SKYLIGHTRATIO10%.json
60 | 40 | 8 | 225 | 30% | 20% | 4800 | 18 | 38 | 1.3333 | 0.33333 | 48.7649 | 1.0489 | 49.8138 | WIDTH50_LENGTH50_HIGHT16_ORIENTATION180_WINDOWSRATIO40%_SKYLIGHTRATIO10%_3Dview.png | WIDTH50_LENGTH50_HIGHT16_ORIENTATION180_WINDOWSRATIO40%_SKYLIGHTRATIO10%.json
40 | 60 | 8 | 225 | 30% | 20% | 4800 | 38 | 18 | 1.3333 | 0.33333 | 48.7621 | 1.0454 | 49.8075 | WIDTH60_LENGTH50_HIGHT16_ORIENTATION180_WINDOWSRATIO40%_SKYLIGHTRATIO10%_3Dview.png | WIDTH60_LENGTH50_HIGHT16_ORIENTATION180_WINDOWSRATIO40%_SKYLIGHTRATIO10%.json
60 | 40 | 8 | 270 | 30% | 20% | 4800 | 18 | 38 | 1.3333 | 0.33333 | 48.8539 | 1.0137 | 49.8676 | WIDTH30_LENGTH60_HIGHT16_ORIENTATION180_WINDOWSRATIO40%_SKYLIGHTRATIO10%_3Dview.png | WIDTH30_LENGTH60_HIGHT16_ORIENTATION180_WINDOWSRATIO40%_SKYLIGHTRATIO10%.json
40 | 60 | 8 | 270 | 30% | 20% | 4800 | 38 | 18 | 1.3333 | 0.33333 | 48.8874 | 0.96866 | 49.8561 | WIDTH40_LENGTH60_HIGHT16_ORIENTATION180_WINDOWSRATIO40%_SKYLIGHTRATIO10%_3Dview.png | WIDTH40_LENGTH60_HIGHT16_ORIENTATION180_WINDOWSRATIO40%_SKYLIGHTRATIO10%.json
60 | 40 | 8 | 315 | 30% | 20% | 4800 | 18 | 38 | 1.3333 | 0.33333 | 48.7546 | 1.0477 | 49.8023 | WIDTH50_LENGTH60_HIGHT16_ORIENTATION180_WINDOWSRATIO40%_SKYLIGHTRATIO10%_3Dview.png | WIDTH50_LENGTH60_HIGHT16_ORIENTATION180_WINDOWSRATIO40%_SKYLIGHTRATIO10%.json
40 | 60 | 8 | 315 | 30% | 20% | 4800 | 38 | 18 | 1.3333 | 0.33333 | 48.7551 | 1.0517 | 49.8068 | WIDTH60_LENGTH60_HIGHT16_ORIENTATION180_WINDOWSRATIO40%_SKYLIGHTRATIO10%_3Dview.png | WIDTH60_LENGTH60_HIGHT16_ORIENTATION180_WINDOWSRATIO40%_SKYLIGHTRATIO10%.json
60 | 40 | 8 | 0 | 40% | 20% | 4800 | 18 | 38 | 1.3333 | 0.33333 | 49.3797 | 0.84171 | 50.2214 | WIDTH30_LENGTH30_HIGHT8_ORIENTATION225_WINDOWSRATIO40%_SKYLIGHTRATIO10%_3Dview.png | WIDTH30_LENGTH30_HIGHT8_ORIENTATION225_WINDOWSRATIO40%_SKYLIGHTRATIO10%.json
40 | 60 | 8 | 0 | 40% | 20% | 4800 | 38 | 18 | 1.3333 | 0.33333 | 49.3303 | 0.88538 | 50.2157 | WIDTH40_LENGTH30_HIGHT8_ORIENTATION225_WINDOWSRATIO40%_SKYLIGHTRATIO10%_3Dview.png | WIDTH40_LENGTH30_HIGHT8_ORIENTATION225_WINDOWSRATIO40%_SKYLIGHTRATIO10%.json
60 | 40 | 8 | 45 | 40% | 20% | 4800 | 18 | 38 | 1.3333 | 0.33333 | 49.2433 | 0.92523 | 50.1685 | WIDTH50_LENGTH30_HIGHT8_ORIENTATION225_WINDOWSRATIO40%_SKYLIGHTRATIO10%_3Dview.png | WIDTH50_LENGTH30_HIGHT8_ORIENTATION225_WINDOWSRATIO40%_SKYLIGHTRATIO10%.json
40 | 60 | 8 | 45 | 40% | 20% | 4800 | 38 | 18 | 1.3333 | 0.33333 | 49.2408 | 0.92235 | 50.1631 | WIDTH60_LENGTH30_HIGHT8_ORIENTATION225_WINDOWSRATIO40%_SKYLIGHTRATIO10%_3Dview.png | WIDTH60_LENGTH30_HIGHT8_ORIENTATION225_WINDOWSRATIO40%_SKYLIGHTRATIO10%.json
60 | 40 | 8 | 90 | 40% | 20% | 4800 | 18 | 38 | 1.3333 | 0.33333 | 49.3297 | 0.88474 | 50.2145 | WIDTH30_LENGTH40_HIGHT8_ORIENTATION225_WINDOWSRATIO40%_SKYLIGHTRATIO10%_3Dview.png | WIDTH30_LENGTH40_HIGHT8_ORIENTATION225_WINDOWSRATIO40%_SKYLIGHTRATIO10%.json
40 | 60 | 8 | 90 | 40% | 20% | 4800 | 38 | 18 | 1.3333 | 0.33333 | 49.3821 | 0.83919 | 50.2213 | WIDTH40_LENGTH40_HIGHT8_ORIENTATION225_WINDOWSRATIO40%_SKYLIGHTRATIO10%_3Dview.png | WIDTH40_LENGTH40_HIGHT8_ORIENTATION225_WINDOWSRATIO40%_SKYLIGHTRATIO10%.json
60 | 40 | 8 | 135 | 40% | 20% | 4800 | 18 | 38 | 1.3333 | 0.33333 | 49.2335 | 0.92563 | 50.1591 | WIDTH50_LENGTH40_HIGHT8_ORIENTATION225_WINDOWSRATIO40%_SKYLIGHTRATIO10%_3Dview.png | WIDTH50_LENGTH40_HIGHT8_ORIENTATION225_WINDOWSRATIO40%_SKYLIGHTRATIO10%.json
40 | 60 | 8 | 135 | 40% | 20% | 4800 | 38 | 18 | 1.3333 | 0.33333 | 49.2324 | 0.92941 | 50.1618 | WIDTH60_LENGTH40_HIGHT8_ORIENTATION225_WINDOWSRATIO40%_SKYLIGHTRATIO10%_3Dview.png | WIDTH60_LENGTH40_HIGHT8_ORIENTATION225_WINDOWSRATIO40%_SKYLIGHTRATIO10%.json
60 | 40 | 8 | 180 | 40% | 20% | 4800 | 18 | 38 | 1.3333 | 0.33333 | 49.3797 | 0.84171 | 50.2214 | WIDTH30_LENGTH50_HIGHT8_ORIENTATION225_WINDOWSRATIO40%_SKYLIGHTRATIO10%_3Dview.png | WIDTH30_LENGTH50_HIGHT8_ORIENTATION225_WINDOWSRATIO40%_SKYLIGHTRATIO10%.json
40 | 60 | 8 | 180 | 40% | 20% | 4800 | 38 | 18 | 1.3333 | 0.33333 | 49.3303 | 0.88538 | 50.2157 | WIDTH40_LENGTH50_HIGHT8_ORIENTATION225_WINDOWSRATIO40%_SKYLIGHTRATIO10%_3Dview.png | WIDTH40_LENGTH50_HIGHT8_ORIENTATION225_WINDOWSRATIO40%_SKYLIGHTRATIO10%.json
60 | 40 | 8 | 225 | 40% | 20% | 4800 | 18 | 38 | 1.3333 | 0.33333 | 49.2433 | 0.92523 | 50.1685 | WIDTH50_LENGTH50_HIGHT8_ORIENTATION225_WINDOWSRATIO40%_SKYLIGHTRATIO10%_3Dview.png | WIDTH50_LENGTH50_HIGHT8_ORIENTATION225_WINDOWSRATIO40%_SKYLIGHTRATIO10%.json
40 | 60 | 8 | 225 | 40% | 20% | 4800 | 38 | 18 | 1.3333 | 0.33333 | 49.2476 | 0.91911 | 50.1667 | WIDTH60_LENGTH50_HIGHT8_ORIENTATION225_WINDOWSRATIO40%_SKYLIGHTRATIO10%_3Dview.png | WIDTH60_LENGTH50_HIGHT8_ORIENTATION225_WINDOWSRATIO40%_SKYLIGHTRATIO10%.json
60 | 40 | 8 | 270 | 40% | 20% | 4800 | 18 | 38 | 1.3333 | 0.33333 | 49.3297 | 0.88474 | 50.2145 | WIDTH30_LENGTH60_HIGHT8_ORIENTATION225_WINDOWSRATIO40%_SKYLIGHTRATIO10%_3Dview.png | WIDTH30_LENGTH60_HIGHT8_ORIENTATION225_WINDOWSRATIO40%_SKYLIGHTRATIO10%.json
40 | 60 | 8 | 270 | 40% | 20% | 4800 | 38 | 18 | 1.3333 | 0.33333 | 49.3821 | 0.83919 | 50.2213 | WIDTH40_LENGTH60_HIGHT8_ORIENTATION225_WINDOWSRATIO40%_SKYLIGHTRATIO10%_3Dview.png | WIDTH40_LENGTH60_HIGHT8_ORIENTATION225_WINDOWSRATIO40%_SKYLIGHTRATIO10%.json
60 | 40 | 8 | 315 | 40% | 20% | 4800 | 18 | 38 | 1.3333 | 0.33333 | 49.2404 | 0.92131 | 50.1617 | WIDTH50_LENGTH60_HIGHT8_ORIENTATION225_WINDOWSRATIO40%_SKYLIGHTRATIO10%_3Dview.png | WIDTH50_LENGTH60_HIGHT8_ORIENTATION225_WINDOWSRATIO40%_SKYLIGHTRATIO10%.json
40 | 60 | 8 | 315 | 40% | 20% | 4800 | 38 | 18 | 1.3333 | 0.33333 | 49.2348 | 0.9277 | 50.1625 | WIDTH60_LENGTH60_HIGHT8_ORIENTATION225_WINDOWSRATIO40%_SKYLIGHTRATIO10%_3Dview.png | WIDTH60_LENGTH60_HIGHT8_ORIENTATION225_WINDOWSRATIO40%_SKYLIGHTRATIO10%.json
60 | 40 | 8 | 0 | 10% | 30% | 4800 | 18 | 38 | 1.3333 | 0.33333 | 50.773 | 1.2083 | 51.9813 | WIDTH30_LENGTH30_HIGHT12_ORIENTATION225_WINDOWSRATIO40%_SKYLIGHTRATIO10%_3Dview.png | WIDTH30_LENGTH30_HIGHT12_ORIENTATION225_WINDOWSRATIO40%_SKYLIGHTRATIO10%.json
40 | 60 | 8 | 0 | 10% | 30% | 4800 | 38 | 18 | 1.3333 | 0.33333 | 50.7682 | 1.2382 | 52.0065 | WIDTH40_LENGTH30_HIGHT12_ORIENTATION225_WINDOWSRATIO40%_SKYLIGHTRATIO10%_3Dview.png | WIDTH40_LENGTH30_HIGHT12_ORIENTATION225_WINDOWSRATIO40%_SKYLIGHTRATIO10%.json
60 | 40 | 8 | 45 | 10% | 30% | 4800 | 18 | 38 | 1.3333 | 0.33333 | 50.6962 | 1.2669 | 51.9631 | WIDTH50_LENGTH30_HIGHT12_ORIENTATION225_WINDOWSRATIO40%_SKYLIGHTRATIO10%_3Dview.png | WIDTH50_LENGTH30_HIGHT12_ORIENTATION225_WINDOWSRATIO40%_SKYLIGHTRATIO10%.json
40 | 60 | 8 | 45 | 10% | 30% | 4800 | 38 | 18 | 1.3333 | 0.33333 | 50.6914 | 1.2615 | 51.9529 | WIDTH60_LENGTH30_HIGHT12_ORIENTATION225_WINDOWSRATIO40%_SKYLIGHTRATIO10%_3Dview.png | WIDTH60_LENGTH30_HIGHT12_ORIENTATION225_WINDOWSRATIO40%_SKYLIGHTRATIO10%.json
60 | 40 | 8 | 90 | 10% | 30% | 4800 | 18 | 38 | 1.3333 | 0.33333 | 50.7699 | 1.2377 | 52.0076 | WIDTH30_LENGTH40_HIGHT12_ORIENTATION225_WINDOWSRATIO40%_SKYLIGHTRATIO10%_3Dview.png | WIDTH30_LENGTH40_HIGHT12_ORIENTATION225_WINDOWSRATIO40%_SKYLIGHTRATIO10%.json
40 | 60 | 8 | 90 | 10% | 30% | 4800 | 38 | 18 | 1.3333 | 0.33333 | 50.7715 | 1.2088 | 51.9803 | WIDTH40_LENGTH40_HIGHT12_ORIENTATION225_WINDOWSRATIO40%_SKYLIGHTRATIO10%_3Dview.png | WIDTH40_LENGTH40_HIGHT12_ORIENTATION225_WINDOWSRATIO40%_SKYLIGHTRATIO10%.json
60 | 40 | 8 | 135 | 10% | 30% | 4800 | 18 | 38 | 1.3333 | 0.33333 | 50.6652 | 1.2752 | 51.9404 | WIDTH50_LENGTH40_HIGHT12_ORIENTATION225_WINDOWSRATIO40%_SKYLIGHTRATIO10%_3Dview.png | WIDTH50_LENGTH40_HIGHT12_ORIENTATION225_WINDOWSRATIO40%_SKYLIGHTRATIO10%.json
40 | 60 | 8 | 135 | 10% | 30% | 4800 | 38 | 18 | 1.3333 | 0.33333 | 50.6786 | 1.2799 | 51.9585 | WIDTH60_LENGTH40_HIGHT12_ORIENTATION225_WINDOWSRATIO40%_SKYLIGHTRATIO10%_3Dview.png | WIDTH60_LENGTH40_HIGHT12_ORIENTATION225_WINDOWSRATIO40%_SKYLIGHTRATIO10%.json
60 | 40 | 8 | 180 | 10% | 30% | 4800 | 18 | 38 | 1.3333 | 0.33333 | 50.773 | 1.2083 | 51.9813 | WIDTH30_LENGTH50_HIGHT12_ORIENTATION225_WINDOWSRATIO40%_SKYLIGHTRATIO10%_3Dview.png | WIDTH30_LENGTH50_HIGHT12_ORIENTATION225_WINDOWSRATIO40%_SKYLIGHTRATIO10%.json
40 | 60 | 8 | 180 | 10% | 30% | 4800 | 38 | 18 | 1.3333 | 0.33333 | 50.7682 | 1.2382 | 52.0065 | WIDTH40_LENGTH50_HIGHT12_ORIENTATION225_WINDOWSRATIO40%_SKYLIGHTRATIO10%_3Dview.png | WIDTH40_LENGTH50_HIGHT12_ORIENTATION225_WINDOWSRATIO40%_SKYLIGHTRATIO10%.json
60 | 40 | 8 | 225 | 10% | 30% | 4800 | 18 | 38 | 1.3333 | 0.33333 | 50.6962 | 1.2669 | 51.9631 | WIDTH50_LENGTH50_HIGHT12_ORIENTATION225_WINDOWSRATIO40%_SKYLIGHTRATIO10%_3Dview.png | WIDTH50_LENGTH50_HIGHT12_ORIENTATION225_WINDOWSRATIO40%_SKYLIGHTRATIO10%.json
40 | 60 | 8 | 225 | 10% | 30% | 4800 | 38 | 18 | 1.3333 | 0.33333 | 50.6914 | 1.2615 | 51.9529 | WIDTH60_LENGTH50_HIGHT12_ORIENTATION225_WINDOWSRATIO40%_SKYLIGHTRATIO10%_3Dview.png | WIDTH60_LENGTH50_HIGHT12_ORIENTATION225_WINDOWSRATIO40%_SKYLIGHTRATIO10%.json
60 | 40 | 8 | 270 | 10% | 30% | 4800 | 18 | 38 | 1.3333 | 0.33333 | 50.7699 | 1.2377 | 52.0076 | WIDTH30_LENGTH60_HIGHT12_ORIENTATION225_WINDOWSRATIO40%_SKYLIGHTRATIO10%_3Dview.png | WIDTH30_LENGTH60_HIGHT12_ORIENTATION225_WINDOWSRATIO40%_SKYLIGHTRATIO10%.json
40 | 60 | 8 | 270 | 10% | 30% | 4800 | 38 | 18 | 1.3333 | 0.33333 | 50.7715 | 1.2088 | 51.9803 | WIDTH40_LENGTH60_HIGHT12_ORIENTATION225_WINDOWSRATIO40%_SKYLIGHTRATIO10%_3Dview.png | WIDTH40_LENGTH60_HIGHT12_ORIENTATION225_WINDOWSRATIO40%_SKYLIGHTRATIO10%.json
60 | 40 | 8 | 315 | 10% | 30% | 4800 | 18 | 38 | 1.3333 | 0.33333 | 50.6911 | 1.2613 | 51.9524 | WIDTH50_LENGTH60_HIGHT12_ORIENTATION225_WINDOWSRATIO40%_SKYLIGHTRATIO10%_3Dview.png | WIDTH50_LENGTH60_HIGHT12_ORIENTATION225_WINDOWSRATIO40%_SKYLIGHTRATIO10%.json
40 | 60 | 8 | 315 | 10% | 30% | 4800 | 38 | 18 | 1.3333 | 0.33333 | 50.6794 | 1.2729 | 51.9522 | WIDTH60_LENGTH60_HIGHT12_ORIENTATION225_WINDOWSRATIO40%_SKYLIGHTRATIO10%_3Dview.png | WIDTH60_LENGTH60_HIGHT12_ORIENTATION225_WINDOWSRATIO40%_SKYLIGHTRATIO10%.json
60 | 40 | 8 | 0 | 20% | 30% | 4800 | 18 | 38 | 1.3333 | 0.33333 | 51.5111 | 1.0296 | 52.5407 | WIDTH30_LENGTH30_HIGHT16_ORIENTATION225_WINDOWSRATIO40%_SKYLIGHTRATIO10%_3Dview.png | WIDTH30_LENGTH30_HIGHT16_ORIENTATION225_WINDOWSRATIO40%_SKYLIGHTRATIO10%.json
40 | 60 | 8 | 0 | 20% | 30% | 4800 | 38 | 18 | 1.3333 | 0.33333 | 51.4858 | 1.0652 | 52.551 | WIDTH40_LENGTH30_HIGHT16_ORIENTATION225_WINDOWSRATIO40%_SKYLIGHTRATIO10%_3Dview.png | WIDTH40_LENGTH30_HIGHT16_ORIENTATION225_WINDOWSRATIO40%_SKYLIGHTRATIO10%.json
60 | 40 | 8 | 45 | 20% | 30% | 4800 | 18 | 38 | 1.3333 | 0.33333 | 51.4102 | 1.0984 | 52.5086 | WIDTH50_LENGTH30_HIGHT16_ORIENTATION225_WINDOWSRATIO40%_SKYLIGHTRATIO10%_3Dview.png | WIDTH50_LENGTH30_HIGHT16_ORIENTATION225_WINDOWSRATIO40%_SKYLIGHTRATIO10%.json
40 | 60 | 8 | 45 | 20% | 30% | 4800 | 38 | 18 | 1.3333 | 0.33333 | 51.4056 | 1.0924 | 52.498 | WIDTH60_LENGTH30_HIGHT16_ORIENTATION225_WINDOWSRATIO40%_SKYLIGHTRATIO10%_3Dview.png | WIDTH60_LENGTH30_HIGHT16_ORIENTATION225_WINDOWSRATIO40%_SKYLIGHTRATIO10%.json
60 | 40 | 8 | 90 | 20% | 30% | 4800 | 18 | 38 | 1.3333 | 0.33333 | 51.4876 | 1.0645 | 52.5521 | WIDTH30_LENGTH40_HIGHT16_ORIENTATION225_WINDOWSRATIO40%_SKYLIGHTRATIO10%_3Dview.png | WIDTH30_LENGTH40_HIGHT16_ORIENTATION225_WINDOWSRATIO40%_SKYLIGHTRATIO10%.json
40 | 60 | 8 | 90 | 20% | 30% | 4800 | 38 | 18 | 1.3333 | 0.33333 | 51.5113 | 1.0284 | 52.5398 | WIDTH40_LENGTH40_HIGHT16_ORIENTATION225_WINDOWSRATIO40%_SKYLIGHTRATIO10%_3Dview.png | WIDTH40_LENGTH40_HIGHT16_ORIENTATION225_WINDOWSRATIO40%_SKYLIGHTRATIO10%.json
60 | 40 | 8 | 135 | 20% | 30% | 4800 | 18 | 38 | 1.3333 | 0.33333 | 51.3812 | 1.1044 | 52.4856 | WIDTH50_LENGTH40_HIGHT16_ORIENTATION225_WINDOWSRATIO40%_SKYLIGHTRATIO10%_3Dview.png | WIDTH50_LENGTH40_HIGHT16_ORIENTATION225_WINDOWSRATIO40%_SKYLIGHTRATIO10%.json
40 | 60 | 8 | 135 | 20% | 30% | 4800 | 38 | 18 | 1.3333 | 0.33333 | 51.3916 | 1.1085 | 52.5001 | WIDTH60_LENGTH40_HIGHT16_ORIENTATION225_WINDOWSRATIO40%_SKYLIGHTRATIO10%_3Dview.png | WIDTH60_LENGTH40_HIGHT16_ORIENTATION225_WINDOWSRATIO40%_SKYLIGHTRATIO10%.json
60 | 40 | 8 | 180 | 20% | 30% | 4800 | 18 | 38 | 1.3333 | 0.33333 | 51.5111 | 1.0296 | 52.5407 | WIDTH30_LENGTH50_HIGHT16_ORIENTATION225_WINDOWSRATIO40%_SKYLIGHTRATIO10%_3Dview.png | WIDTH30_LENGTH50_HIGHT16_ORIENTATION225_WINDOWSRATIO40%_SKYLIGHTRATIO10%.json
40 | 60 | 8 | 180 | 20% | 30% | 4800 | 38 | 18 | 1.3333 | 0.33333 | 51.4858 | 1.0652 | 52.551 | WIDTH40_LENGTH50_HIGHT16_ORIENTATION225_WINDOWSRATIO40%_SKYLIGHTRATIO10%_3Dview.png | WIDTH40_LENGTH50_HIGHT16_ORIENTATION225_WINDOWSRATIO40%_SKYLIGHTRATIO10%.json
60 | 40 | 8 | 225 | 20% | 30% | 4800 | 18 | 38 | 1.3333 | 0.33333 | 51.4102 | 1.0984 | 52.5086 | WIDTH50_LENGTH50_HIGHT16_ORIENTATION225_WINDOWSRATIO40%_SKYLIGHTRATIO10%_3Dview.png | WIDTH50_LENGTH50_HIGHT16_ORIENTATION225_WINDOWSRATIO40%_SKYLIGHTRATIO10%.json
40 | 60 | 8 | 225 | 20% | 30% | 4800 | 38 | 18 | 1.3333 | 0.33333 | 51.4056 | 1.0924 | 52.498 | WIDTH60_LENGTH50_HIGHT16_ORIENTATION225_WINDOWSRATIO40%_SKYLIGHTRATIO10%_3Dview.png | WIDTH60_LENGTH50_HIGHT16_ORIENTATION225_WINDOWSRATIO40%_SKYLIGHTRATIO10%.json
60 | 40 | 8 | 270 | 20% | 30% | 4800 | 18 | 38 | 1.3333 | 0.33333 | 51.4876 | 1.0645 | 52.5521 | WIDTH30_LENGTH60_HIGHT16_ORIENTATION225_WINDOWSRATIO40%_SKYLIGHTRATIO10%_3Dview.png | WIDTH30_LENGTH60_HIGHT16_ORIENTATION225_WINDOWSRATIO40%_SKYLIGHTRATIO10%.json
40 | 60 | 8 | 270 | 20% | 30% | 4800 | 38 | 18 | 1.3333 | 0.33333 | 51.5113 | 1.0284 | 52.5398 | WIDTH40_LENGTH60_HIGHT16_ORIENTATION225_WINDOWSRATIO40%_SKYLIGHTRATIO10%_3Dview.png | WIDTH40_LENGTH60_HIGHT16_ORIENTATION225_WINDOWSRATIO40%_SKYLIGHTRATIO10%.json
60 | 40 | 8 | 315 | 20% | 30% | 4800 | 18 | 38 | 1.3333 | 0.33333 | 51.4049 | 1.0923 | 52.4972 | WIDTH50_LENGTH60_HIGHT16_ORIENTATION225_WINDOWSRATIO40%_SKYLIGHTRATIO10%_3Dview.png | WIDTH50_LENGTH60_HIGHT16_ORIENTATION225_WINDOWSRATIO40%_SKYLIGHTRATIO10%.json
40 | 60 | 8 | 315 | 20% | 30% | 4800 | 38 | 18 | 1.3333 | 0.33333 | 51.3962 | 1.1045 | 52.5007 | WIDTH60_LENGTH60_HIGHT16_ORIENTATION225_WINDOWSRATIO40%_SKYLIGHTRATIO10%_3Dview.png | WIDTH60_LENGTH60_HIGHT16_ORIENTATION225_WINDOWSRATIO40%_SKYLIGHTRATIO10%.json
60 | 40 | 8 | 0 | 30% | 30% | 4800 | 18 | 38 | 1.3333 | 0.33333 | 52.0838 | 0.87938 | 52.9632 | WIDTH30_LENGTH30_HIGHT8_ORIENTATION270_WINDOWSRATIO40%_SKYLIGHTRATIO10%_3Dview.png | WIDTH30_LENGTH30_HIGHT8_ORIENTATION270_WINDOWSRATIO40%_SKYLIGHTRATIO10%.json
40 | 60 | 8 | 0 | 30% | 30% | 4800 | 38 | 18 | 1.3333 | 0.33333 | 52.0465 | 0.92095 | 52.9674 | WIDTH40_LENGTH30_HIGHT8_ORIENTATION270_WINDOWSRATIO40%_SKYLIGHTRATIO10%_3Dview.png | WIDTH40_LENGTH30_HIGHT8_ORIENTATION270_WINDOWSRATIO40%_SKYLIGHTRATIO10%.json
60 | 40 | 8 | 45 | 30% | 30% | 4800 | 18 | 38 | 1.3333 | 0.33333 | 51.965 | 0.95812 | 52.9231 | WIDTH50_LENGTH30_HIGHT8_ORIENTATION270_WINDOWSRATIO40%_SKYLIGHTRATIO10%_3Dview.png | WIDTH50_LENGTH30_HIGHT8_ORIENTATION270_WINDOWSRATIO40%_SKYLIGHTRATIO10%.json
40 | 60 | 8 | 45 | 30% | 30% | 4800 | 38 | 18 | 1.3333 | 0.33333 | 51.9613 | 0.95453 | 52.9158 | WIDTH60_LENGTH30_HIGHT8_ORIENTATION270_WINDOWSRATIO40%_SKYLIGHTRATIO10%_3Dview.png | WIDTH60_LENGTH30_HIGHT8_ORIENTATION270_WINDOWSRATIO40%_SKYLIGHTRATIO10%.json
60 | 40 | 8 | 90 | 30% | 30% | 4800 | 18 | 38 | 1.3333 | 0.33333 | 52.0475 | 0.92041 | 52.9679 | WIDTH30_LENGTH40_HIGHT8_ORIENTATION270_WINDOWSRATIO40%_SKYLIGHTRATIO10%_3Dview.png | WIDTH30_LENGTH40_HIGHT8_ORIENTATION270_WINDOWSRATIO40%_SKYLIGHTRATIO10%.json
40 | 60 | 8 | 90 | 30% | 30% | 4800 | 38 | 18 | 1.3333 | 0.33333 | 52.0842 | 0.87846 | 52.9627 | WIDTH40_LENGTH40_HIGHT8_ORIENTATION270_WINDOWSRATIO40%_SKYLIGHTRATIO10%_3Dview.png | WIDTH40_LENGTH40_HIGHT8_ORIENTATION270_WINDOWSRATIO40%_SKYLIGHTRATIO10%.json
60 | 40 | 8 | 135 | 30% | 30% | 4800 | 18 | 38 | 1.3333 | 0.33333 | 51.9415 | 0.96453 | 52.9061 | WIDTH50_LENGTH40_HIGHT8_ORIENTATION270_WINDOWSRATIO40%_SKYLIGHTRATIO10%_3Dview.png | WIDTH50_LENGTH40_HIGHT8_ORIENTATION270_WINDOWSRATIO40%_SKYLIGHTRATIO10%.json
40 | 60 | 8 | 135 | 30% | 30% | 4800 | 38 | 18 | 1.3333 | 0.33333 | 51.949 | 0.9697 | 52.9187 | WIDTH60_LENGTH40_HIGHT8_ORIENTATION270_WINDOWSRATIO40%_SKYLIGHTRATIO10%_3Dview.png | WIDTH60_LENGTH40_HIGHT8_ORIENTATION270_WINDOWSRATIO40%_SKYLIGHTRATIO10%.json
60 | 40 | 8 | 180 | 30% | 30% | 4800 | 18 | 38 | 1.3333 | 0.33333 | 52.0838 | 0.87938 | 52.9632 | WIDTH30_LENGTH50_HIGHT8_ORIENTATION270_WINDOWSRATIO40%_SKYLIGHTRATIO10%_3Dview.png | WIDTH30_LENGTH50_HIGHT8_ORIENTATION270_WINDOWSRATIO40%_SKYLIGHTRATIO10%.json
40 | 60 | 8 | 180 | 30% | 30% | 4800 | 38 | 18 | 1.3333 | 0.33333 | 52.0465 | 0.92095 | 52.9674 | WIDTH40_LENGTH50_HIGHT8_ORIENTATION270_WINDOWSRATIO40%_SKYLIGHTRATIO10%_3Dview.png | WIDTH40_LENGTH50_HIGHT8_ORIENTATION270_WINDOWSRATIO40%_SKYLIGHTRATIO10%.json
60 | 40 | 8 | 225 | 30% | 30% | 4800 | 18 | 38 | 1.3333 | 0.33333 | 51.965 | 0.95812 | 52.9231 | WIDTH50_LENGTH50_HIGHT8_ORIENTATION270_WINDOWSRATIO40%_SKYLIGHTRATIO10%_3Dview.png | WIDTH50_LENGTH50_HIGHT8_ORIENTATION270_WINDOWSRATIO40%_SKYLIGHTRATIO10%.json
40 | 60 | 8 | 225 | 30% | 30% | 4800 | 38 | 18 | 1.3333 | 0.33333 | 51.9613 | 0.95453 | 52.9158 | WIDTH60_LENGTH50_HIGHT8_ORIENTATION270_WINDOWSRATIO40%_SKYLIGHTRATIO10%_3Dview.png | WIDTH60_LENGTH50_HIGHT8_ORIENTATION270_WINDOWSRATIO40%_SKYLIGHTRATIO10%.json
60 | 40 | 8 | 270 | 30% | 30% | 4800 | 18 | 38 | 1.3333 | 0.33333 | 52.0475 | 0.92041 | 52.9679 | WIDTH30_LENGTH60_HIGHT8_ORIENTATION270_WINDOWSRATIO40%_SKYLIGHTRATIO10%_3Dview.png | WIDTH30_LENGTH60_HIGHT8_ORIENTATION270_WINDOWSRATIO40%_SKYLIGHTRATIO10%.json
40 | 60 | 8 | 270 | 30% | 30% | 4800 | 38 | 18 | 1.3333 | 0.33333 | 52.0842 | 0.87846 | 52.9627 | WIDTH40_LENGTH60_HIGHT8_ORIENTATION270_WINDOWSRATIO40%_SKYLIGHTRATIO10%_3Dview.png | WIDTH40_LENGTH60_HIGHT8_ORIENTATION270_WINDOWSRATIO40%_SKYLIGHTRATIO10%.json
60 | 40 | 8 | 315 | 30% | 30% | 4800 | 18 | 38 | 1.3333 | 0.33333 | 51.9607 | 0.95267 | 52.9133 | WIDTH50_LENGTH60_HIGHT8_ORIENTATION270_WINDOWSRATIO40%_SKYLIGHTRATIO10%_3Dview.png | WIDTH50_LENGTH60_HIGHT8_ORIENTATION270_WINDOWSRATIO40%_SKYLIGHTRATIO10%.json
40 | 60 | 8 | 315 | 30% | 30% | 4800 | 38 | 18 | 1.3333 | 0.33333 | 51.9533 | 0.96362 | 52.9169 | WIDTH60_LENGTH60_HIGHT8_ORIENTATION270_WINDOWSRATIO40%_SKYLIGHTRATIO10%_3Dview.png | WIDTH60_LENGTH60_HIGHT8_ORIENTATION270_WINDOWSRATIO40%_SKYLIGHTRATIO10%.json
60 | 40 | 8 | 0 | 40% | 30% | 4800 | 18 | 38 | 1.3333 | 0.33333 | 52.5348 | 0.76301 | 53.2978 | WIDTH30_LENGTH30_HIGHT12_ORIENTATION270_WINDOWSRATIO40%_SKYLIGHTRATIO10%_3Dview.png | WIDTH30_LENGTH30_HIGHT12_ORIENTATION270_WINDOWSRATIO40%_SKYLIGHTRATIO10%.json
40 | 60 | 8 | 0 | 40% | 30% | 4800 | 38 | 18 | 1.3333 | 0.33333 | 52.4756 | 0.80337 | 53.279 | WIDTH40_LENGTH30_HIGHT12_ORIENTATION270_WINDOWSRATIO40%_SKYLIGHTRATIO10%_3Dview.png | WIDTH40_LENGTH30_HIGHT12_ORIENTATION270_WINDOWSRATIO40%_SKYLIGHTRATIO10%.json
60 | 40 | 8 | 45 | 40% | 30% | 4800 | 18 | 38 | 1.3333 | 0.33333 | 52.4001 | 0.83755 | 53.2377 | WIDTH50_LENGTH30_HIGHT12_ORIENTATION270_WINDOWSRATIO40%_SKYLIGHTRATIO10%_3Dview.png | WIDTH50_LENGTH30_HIGHT12_ORIENTATION270_WINDOWSRATIO40%_SKYLIGHTRATIO10%.json
40 | 60 | 8 | 45 | 40% | 30% | 4800 | 38 | 18 | 1.3333 | 0.33333 | 52.4038 | 0.83536 | 53.2392 | WIDTH60_LENGTH30_HIGHT12_ORIENTATION270_WINDOWSRATIO40%_SKYLIGHTRATIO10%_3Dview.png | WIDTH60_LENGTH30_HIGHT12_ORIENTATION270_WINDOWSRATIO40%_SKYLIGHTRATIO10%.json
60 | 40 | 8 | 90 | 40% | 30% | 4800 | 18 | 38 | 1.3333 | 0.33333 | 52.476 | 0.80276 | 53.2787 | WIDTH30_LENGTH40_HIGHT12_ORIENTATION270_WINDOWSRATIO40%_SKYLIGHTRATIO10%_3Dview.png | WIDTH30_LENGTH40_HIGHT12_ORIENTATION270_WINDOWSRATIO40%_SKYLIGHTRATIO10%.json
40 | 60 | 8 | 90 | 40% | 30% | 4800 | 38 | 18 | 1.3333 | 0.33333 | 52.5354 | 0.7599 | 53.2953 | WIDTH40_LENGTH40_HIGHT12_ORIENTATION270_WINDOWSRATIO40%_SKYLIGHTRATIO10%_3Dview.png | WIDTH40_LENGTH40_HIGHT12_ORIENTATION270_WINDOWSRATIO40%_SKYLIGHTRATIO10%.json
60 | 40 | 8 | 135 | 40% | 30% | 4800 | 18 | 38 | 1.3333 | 0.33333 | 52.3838 | 0.8495 | 53.2333 | WIDTH50_LENGTH40_HIGHT12_ORIENTATION270_WINDOWSRATIO40%_SKYLIGHTRATIO10%_3Dview.png | WIDTH50_LENGTH40_HIGHT12_ORIENTATION270_WINDOWSRATIO40%_SKYLIGHTRATIO10%.json
40 | 60 | 8 | 135 | 40% | 30% | 4800 | 38 | 18 | 1.3333 | 0.33333 | 52.3825 | 0.85296 | 53.2355 | WIDTH60_LENGTH40_HIGHT12_ORIENTATION270_WINDOWSRATIO40%_SKYLIGHTRATIO10%_3Dview.png | WIDTH60_LENGTH40_HIGHT12_ORIENTATION270_WINDOWSRATIO40%_SKYLIGHTRATIO10%.json
60 | 40 | 8 | 180 | 40% | 30% | 4800 | 18 | 38 | 1.3333 | 0.33333 | 52.5348 | 0.76301 | 53.2978 | WIDTH30_LENGTH50_HIGHT12_ORIENTATION270_WINDOWSRATIO40%_SKYLIGHTRATIO10%_3Dview.png | WIDTH30_LENGTH50_HIGHT12_ORIENTATION270_WINDOWSRATIO40%_SKYLIGHTRATIO10%.json
40 | 60 | 8 | 180 | 40% | 30% | 4800 | 38 | 18 | 1.3333 | 0.33333 | 52.4756 | 0.80337 | 53.279 | WIDTH40_LENGTH50_HIGHT12_ORIENTATION270_WINDOWSRATIO40%_SKYLIGHTRATIO10%_3Dview.png | WIDTH40_LENGTH50_HIGHT12_ORIENTATION270_WINDOWSRATIO40%_SKYLIGHTRATIO10%.json
60 | 40 | 8 | 225 | 40% | 30% | 4800 | 18 | 38 | 1.3333 | 0.33333 | 52.4001 | 0.83755 | 53.2377 | WIDTH50_LENGTH50_HIGHT12_ORIENTATION270_WINDOWSRATIO40%_SKYLIGHTRATIO10%_3Dview.png | WIDTH50_LENGTH50_HIGHT12_ORIENTATION270_WINDOWSRATIO40%_SKYLIGHTRATIO10%.json
40 | 60 | 8 | 225 | 40% | 30% | 4800 | 38 | 18 | 1.3333 | 0.33333 | 52.4038 | 0.83536 | 53.2392 | WIDTH60_LENGTH50_HIGHT12_ORIENTATION270_WINDOWSRATIO40%_SKYLIGHTRATIO10%_3Dview.png | WIDTH60_LENGTH50_HIGHT12_ORIENTATION270_WINDOWSRATIO40%_SKYLIGHTRATIO10%.json
60 | 40 | 8 | 270 | 40% | 30% | 4800 | 18 | 38 | 1.3333 | 0.33333 | 52.476 | 0.80276 | 53.2787 | WIDTH30_LENGTH60_HIGHT12_ORIENTATION270_WINDOWSRATIO40%_SKYLIGHTRATIO10%_3Dview.png | WIDTH30_LENGTH60_HIGHT12_ORIENTATION270_WINDOWSRATIO40%_SKYLIGHTRATIO10%.json
40 | 60 | 8 | 270 | 40% | 30% | 4800 | 38 | 18 | 1.3333 | 0.33333 | 52.5354 | 0.7599 | 53.2953 | WIDTH40_LENGTH60_HIGHT12_ORIENTATION270_WINDOWSRATIO40%_SKYLIGHTRATIO10%_3Dview.png | WIDTH40_LENGTH60_HIGHT12_ORIENTATION270_WINDOWSRATIO40%_SKYLIGHTRATIO10%.json
60 | 40 | 8 | 315 | 40% | 30% | 4800 | 18 | 38 | 1.3333 | 0.33333 | 52.403 | 0.83556 | 53.2386 | WIDTH50_LENGTH60_HIGHT12_ORIENTATION270_WINDOWSRATIO40%_SKYLIGHTRATIO10%_3Dview.png | WIDTH50_LENGTH60_HIGHT12_ORIENTATION270_WINDOWSRATIO40%_SKYLIGHTRATIO10%.json
40 | 60 | 8 | 315 | 40% | 30% | 4800 | 38 | 18 | 1.3333 | 0.33333 | 52.3895 | 0.8442 | 53.2337 | WIDTH60_LENGTH60_HIGHT12_ORIENTATION270_WINDOWSRATIO40%_SKYLIGHTRATIO10%_3Dview.png | WIDTH60_LENGTH60_HIGHT12_ORIENTATION270_WINDOWSRATIO40%_SKYLIGHTRATIO10%.json
60 | 40 | 8 | 0 | 10% | 40% | 4800 | 18 | 38 | 1.3333 | 0.33333 | 51.0654 | 1.12 | 52.1854 | WIDTH30_LENGTH30_HIGHT16_ORIENTATION270_WINDOWSRATIO40%_SKYLIGHTRATIO10%_3Dview.png | WIDTH30_LENGTH30_HIGHT16_ORIENTATION270_WINDOWSRATIO40%_SKYLIGHTRATIO10%.json
40 | 60 | 8 | 0 | 10% | 40% | 4800 | 38 | 18 | 1.3333 | 0.33333 | 51.0539 | 1.1502 | 52.2041 | WIDTH40_LENGTH30_HIGHT16_ORIENTATION270_WINDOWSRATIO40%_SKYLIGHTRATIO10%_3Dview.png | WIDTH40_LENGTH30_HIGHT16_ORIENTATION270_WINDOWSRATIO40%_SKYLIGHTRATIO10%.json
60 | 40 | 8 | 45 | 10% | 40% | 4800 | 18 | 38 | 1.3333 | 0.33333 | 50.9872 | 1.1783 | 52.1655 | WIDTH50_LENGTH30_HIGHT16_ORIENTATION270_WINDOWSRATIO40%_SKYLIGHTRATIO10%_3Dview.png | WIDTH50_LENGTH30_HIGHT16_ORIENTATION270_WINDOWSRATIO40%_SKYLIGHTRATIO10%.json
40 | 60 | 8 | 45 | 10% | 40% | 4800 | 38 | 18 | 1.3333 | 0.33333 | 50.9801 | 1.1734 | 52.1535 | WIDTH60_LENGTH30_HIGHT16_ORIENTATION270_WINDOWSRATIO40%_SKYLIGHTRATIO10%_3Dview.png | WIDTH60_LENGTH30_HIGHT16_ORIENTATION270_WINDOWSRATIO40%_SKYLIGHTRATIO10%.json
60 | 40 | 8 | 90 | 10% | 40% | 4800 | 18 | 38 | 1.3333 | 0.33333 | 51.0556 | 1.1498 | 52.2055 | WIDTH30_LENGTH40_HIGHT16_ORIENTATION270_WINDOWSRATIO40%_SKYLIGHTRATIO10%_3Dview.png | WIDTH30_LENGTH40_HIGHT16_ORIENTATION270_WINDOWSRATIO40%_SKYLIGHTRATIO10%.json
40 | 60 | 8 | 90 | 10% | 40% | 4800 | 38 | 18 | 1.3333 | 0.33333 | 51.0603 | 1.1204 | 52.1807 | WIDTH40_LENGTH40_HIGHT16_ORIENTATION270_WINDOWSRATIO40%_SKYLIGHTRATIO10%_3Dview.png | WIDTH40_LENGTH40_HIGHT16_ORIENTATION270_WINDOWSRATIO40%_SKYLIGHTRATIO10%.json
60 | 40 | 8 | 135 | 10% | 40% | 4800 | 18 | 38 | 1.3333 | 0.33333 | 50.9535 | 1.1871 | 52.1406 | WIDTH50_LENGTH40_HIGHT16_ORIENTATION270_WINDOWSRATIO40%_SKYLIGHTRATIO10%_3Dview.png | WIDTH50_LENGTH40_HIGHT16_ORIENTATION270_WINDOWSRATIO40%_SKYLIGHTRATIO10%.json
40 | 60 | 8 | 135 | 10% | 40% | 4800 | 38 | 18 | 1.3333 | 0.33333 | 50.9422 | 1.2037 | 52.1459 | WIDTH60_LENGTH40_HIGHT16_ORIENTATION270_WINDOWSRATIO40%_SKYLIGHTRATIO10%_3Dview.png | WIDTH60_LENGTH40_HIGHT16_ORIENTATION270_WINDOWSRATIO40%_SKYLIGHTRATIO10%.json
60 | 40 | 8 | 180 | 10% | 40% | 4800 | 18 | 38 | 1.3333 | 0.33333 | 51.0654 | 1.12 | 52.1854 | WIDTH30_LENGTH50_HIGHT16_ORIENTATION270_WINDOWSRATIO40%_SKYLIGHTRATIO10%_3Dview.png | WIDTH30_LENGTH50_HIGHT16_ORIENTATION270_WINDOWSRATIO40%_SKYLIGHTRATIO10%.json
40 | 60 | 8 | 180 | 10% | 40% | 4800 | 38 | 18 | 1.3333 | 0.33333 | 51.0539 | 1.1502 | 52.2041 | WIDTH40_LENGTH50_HIGHT16_ORIENTATION270_WINDOWSRATIO40%_SKYLIGHTRATIO10%_3Dview.png | WIDTH40_LENGTH50_HIGHT16_ORIENTATION270_WINDOWSRATIO40%_SKYLIGHTRATIO10%.json
60 | 40 | 8 | 225 | 10% | 40% | 4800 | 18 | 38 | 1.3333 | 0.33333 | 50.9872 | 1.1783 | 52.1655 | WIDTH50_LENGTH50_HIGHT16_ORIENTATION270_WINDOWSRATIO40%_SKYLIGHTRATIO10%_3Dview.png | WIDTH50_LENGTH50_HIGHT16_ORIENTATION270_WINDOWSRATIO40%_SKYLIGHTRATIO10%.json
40 | 60 | 8 | 225 | 10% | 40% | 4800 | 38 | 18 | 1.3333 | 0.33333 | 50.9801 | 1.1734 | 52.1535 | WIDTH60_LENGTH50_HIGHT16_ORIENTATION270_WINDOWSRATIO40%_SKYLIGHTRATIO10%_3Dview.png | WIDTH60_LENGTH50_HIGHT16_ORIENTATION270_WINDOWSRATIO40%_SKYLIGHTRATIO10%.json
60 | 40 | 8 | 270 | 10% | 40% | 4800 | 18 | 38 | 1.3333 | 0.33333 | 51.0556 | 1.1498 | 52.2055 | WIDTH30_LENGTH60_HIGHT16_ORIENTATION270_WINDOWSRATIO40%_SKYLIGHTRATIO10%_3Dview.png | WIDTH30_LENGTH60_HIGHT16_ORIENTATION270_WINDOWSRATIO40%_SKYLIGHTRATIO10%.json
40 | 60 | 8 | 270 | 10% | 40% | 4800 | 38 | 18 | 1.3333 | 0.33333 | 51.0603 | 1.1204 | 52.1807 | WIDTH40_LENGTH60_HIGHT16_ORIENTATION270_WINDOWSRATIO40%_SKYLIGHTRATIO10%_3Dview.png | WIDTH40_LENGTH60_HIGHT16_ORIENTATION270_WINDOWSRATIO40%_SKYLIGHTRATIO10%.json
60 | 40 | 8 | 315 | 10% | 40% | 4800 | 18 | 38 | 1.3333 | 0.33333 | 50.9653 | 1.1798 | 52.1451 | WIDTH50_LENGTH60_HIGHT16_ORIENTATION270_WINDOWSRATIO40%_SKYLIGHTRATIO10%_3Dview.png | WIDTH50_LENGTH60_HIGHT16_ORIENTATION270_WINDOWSRATIO40%_SKYLIGHTRATIO10%.json
40 | 60 | 8 | 315 | 10% | 40% | 4800 | 38 | 18 | 1.3333 | 0.33333 | 50.9633 | 1.1901 | 52.1534 | WIDTH60_LENGTH60_HIGHT16_ORIENTATION270_WINDOWSRATIO40%_SKYLIGHTRATIO10%_3Dview.png | WIDTH60_LENGTH60_HIGHT16_ORIENTATION270_WINDOWSRATIO40%_SKYLIGHTRATIO10%.json
60 | 40 | 8 | 0 | 20% | 40% | 4800 | 18 | 38 | 1.3333 | 0.33333 | 51.7448 | 0.94585 | 52.6907 | WIDTH30_LENGTH30_HIGHT8_ORIENTATION315_WINDOWSRATIO40%_SKYLIGHTRATIO10%_3Dview.png | WIDTH30_LENGTH30_HIGHT8_ORIENTATION315_WINDOWSRATIO40%_SKYLIGHTRATIO10%.json
40 | 60 | 8 | 0 | 20% | 40% | 4800 | 38 | 18 | 1.3333 | 0.33333 | 51.7137 | 0.98294 | 52.6966 | WIDTH40_LENGTH30_HIGHT8_ORIENTATION315_WINDOWSRATIO40%_SKYLIGHTRATIO10%_3Dview.png | WIDTH40_LENGTH30_HIGHT8_ORIENTATION315_WINDOWSRATIO40%_SKYLIGHTRATIO10%.json
60 | 40 | 8 | 45 | 20% | 40% | 4800 | 18 | 38 | 1.3333 | 0.33333 | 51.642 | 1.0143 | 52.6563 | WIDTH50_LENGTH30_HIGHT8_ORIENTATION315_WINDOWSRATIO40%_SKYLIGHTRATIO10%_3Dview.png | WIDTH50_LENGTH30_HIGHT8_ORIENTATION315_WINDOWSRATIO40%_SKYLIGHTRATIO10%.json
40 | 60 | 8 | 45 | 20% | 40% | 4800 | 38 | 18 | 1.3333 | 0.33333 | 51.6349 | 1.0092 | 52.644 | WIDTH60_LENGTH30_HIGHT8_ORIENTATION315_WINDOWSRATIO40%_SKYLIGHTRATIO10%_3Dview.png | WIDTH60_LENGTH30_HIGHT8_ORIENTATION315_WINDOWSRATIO40%_SKYLIGHTRATIO10%.json
60 | 40 | 8 | 90 | 20% | 40% | 4800 | 18 | 38 | 1.3333 | 0.33333 | 51.7152 | 0.98258 | 52.6977 | WIDTH30_LENGTH40_HIGHT8_ORIENTATION315_WINDOWSRATIO40%_SKYLIGHTRATIO10%_3Dview.png | WIDTH30_LENGTH40_HIGHT8_ORIENTATION315_WINDOWSRATIO40%_SKYLIGHTRATIO10%.json
40 | 60 | 8 | 90 | 20% | 40% | 4800 | 38 | 18 | 1.3333 | 0.33333 | 51.7408 | 0.94663 | 52.6875 | WIDTH40_LENGTH40_HIGHT8_ORIENTATION315_WINDOWSRATIO40%_SKYLIGHTRATIO10%_3Dview.png | WIDTH40_LENGTH40_HIGHT8_ORIENTATION315_WINDOWSRATIO40%_SKYLIGHTRATIO10%.json
60 | 40 | 8 | 135 | 20% | 40% | 4800 | 18 | 38 | 1.3333 | 0.33333 | 51.6111 | 1.0251 | 52.6362 | WIDTH50_LENGTH40_HIGHT8_ORIENTATION315_WINDOWSRATIO40%_SKYLIGHTRATIO10%_3Dview.png | WIDTH50_LENGTH40_HIGHT8_ORIENTATION315_WINDOWSRATIO40%_SKYLIGHTRATIO10%.json
40 | 60 | 8 | 135 | 20% | 40% | 4800 | 38 | 18 | 1.3333 | 0.33333 | 51.6022 | 1.0404 | 52.6426 | WIDTH60_LENGTH40_HIGHT8_ORIENTATION315_WINDOWSRATIO40%_SKYLIGHTRATIO10%_3Dview.png | WIDTH60_LENGTH40_HIGHT8_ORIENTATION315_WINDOWSRATIO40%_SKYLIGHTRATIO10%.json
60 | 40 | 8 | 180 | 20% | 40% | 4800 | 18 | 38 | 1.3333 | 0.33333 | 51.7448 | 0.94585 | 52.6907 | WIDTH30_LENGTH50_HIGHT8_ORIENTATION315_WINDOWSRATIO40%_SKYLIGHTRATIO10%_3Dview.png | WIDTH30_LENGTH50_HIGHT8_ORIENTATION315_WINDOWSRATIO40%_SKYLIGHTRATIO10%.json
40 | 60 | 8 | 180 | 20% | 40% | 4800 | 38 | 18 | 1.3333 | 0.33333 | 51.7137 | 0.98294 | 52.6966 | WIDTH40_LENGTH50_HIGHT8_ORIENTATION315_WINDOWSRATIO40%_SKYLIGHTRATIO10%_3Dview.png | WIDTH40_LENGTH50_HIGHT8_ORIENTATION315_WINDOWSRATIO40%_SKYLIGHTRATIO10%.json
60 | 40 | 8 | 225 | 20% | 40% | 4800 | 18 | 38 | 1.3333 | 0.33333 | 51.642 | 1.0143 | 52.6563 | WIDTH50_LENGTH50_HIGHT8_ORIENTATION315_WINDOWSRATIO40%_SKYLIGHTRATIO10%_3Dview.png | WIDTH50_LENGTH50_HIGHT8_ORIENTATION315_WINDOWSRATIO40%_SKYLIGHTRATIO10%.json
40 | 60 | 8 | 225 | 20% | 40% | 4800 | 38 | 18 | 1.3333 | 0.33333 | 51.6349 | 1.0092 | 52.644 | WIDTH60_LENGTH50_HIGHT8_ORIENTATION315_WINDOWSRATIO40%_SKYLIGHTRATIO10%_3Dview.png | WIDTH60_LENGTH50_HIGHT8_ORIENTATION315_WINDOWSRATIO40%_SKYLIGHTRATIO10%.json
60 | 40 | 8 | 270 | 20% | 40% | 4800 | 18 | 38 | 1.3333 | 0.33333 | 51.7152 | 0.98258 | 52.6977 | WIDTH30_LENGTH60_HIGHT8_ORIENTATION315_WINDOWSRATIO40%_SKYLIGHTRATIO10%_3Dview.png | WIDTH30_LENGTH60_HIGHT8_ORIENTATION315_WINDOWSRATIO40%_SKYLIGHTRATIO10%.json
40 | 60 | 8 | 270 | 20% | 40% | 4800 | 38 | 18 | 1.3333 | 0.33333 | 51.7408 | 0.94663 | 52.6875 | WIDTH40_LENGTH60_HIGHT8_ORIENTATION315_WINDOWSRATIO40%_SKYLIGHTRATIO10%_3Dview.png | WIDTH40_LENGTH60_HIGHT8_ORIENTATION315_WINDOWSRATIO40%_SKYLIGHTRATIO10%.json
60 | 40 | 8 | 315 | 20% | 40% | 4800 | 18 | 38 | 1.3333 | 0.33333 | 51.6213 | 1.0183 | 52.6396 | WIDTH50_LENGTH60_HIGHT8_ORIENTATION315_WINDOWSRATIO40%_SKYLIGHTRATIO10%_3Dview.png | WIDTH50_LENGTH60_HIGHT8_ORIENTATION315_WINDOWSRATIO40%_SKYLIGHTRATIO10%.json
40 | 60 | 8 | 315 | 20% | 40% | 4800 | 38 | 18 | 1.3333 | 0.33333 | 51.6211 | 1.0272 | 52.6483 | WIDTH60_LENGTH60_HIGHT8_ORIENTATION315_WINDOWSRATIO40%_SKYLIGHTRATIO10%_3Dview.png | WIDTH60_LENGTH60_HIGHT8_ORIENTATION315_WINDOWSRATIO40%_SKYLIGHTRATIO10%.json
60 | 40 | 8 | 0 | 30% | 40% | 4800 | 18 | 38 | 1.3333 | 0.33333 | 52.2758 | 0.80927 | 53.0851 | WIDTH30_LENGTH30_HIGHT12_ORIENTATION315_WINDOWSRATIO40%_SKYLIGHTRATIO10%_3Dview.png | WIDTH30_LENGTH30_HIGHT12_ORIENTATION315_WINDOWSRATIO40%_SKYLIGHTRATIO10%.json
40 | 60 | 8 | 0 | 30% | 40% | 4800 | 38 | 18 | 1.3333 | 0.33333 | 52.2354 | 0.84721 | 53.0826 | WIDTH40_LENGTH30_HIGHT12_ORIENTATION315_WINDOWSRATIO40%_SKYLIGHTRATIO10%_3Dview.png | WIDTH40_LENGTH30_HIGHT12_ORIENTATION315_WINDOWSRATIO40%_SKYLIGHTRATIO10%.json
60 | 40 | 8 | 45 | 30% | 40% | 4800 | 18 | 38 | 1.3333 | 0.33333 | 52.1622 | 0.88007 | 53.0423 | WIDTH50_LENGTH30_HIGHT12_ORIENTATION315_WINDOWSRATIO40%_SKYLIGHTRATIO10%_3Dview.png | WIDTH50_LENGTH30_HIGHT12_ORIENTATION315_WINDOWSRATIO40%_SKYLIGHTRATIO10%.json
40 | 60 | 8 | 45 | 30% | 40% | 4800 | 38 | 18 | 1.3333 | 0.33333 | 52.1595 | 0.87552 | 53.035 | WIDTH60_LENGTH30_HIGHT12_ORIENTATION315_WINDOWSRATIO40%_SKYLIGHTRATIO10%_3Dview.png | WIDTH60_LENGTH30_HIGHT12_ORIENTATION315_WINDOWSRATIO40%_SKYLIGHTRATIO10%.json
60 | 40 | 8 | 90 | 30% | 40% | 4800 | 18 | 38 | 1.3333 | 0.33333 | 52.2365 | 0.84687 | 53.0833 | WIDTH30_LENGTH40_HIGHT12_ORIENTATION315_WINDOWSRATIO40%_SKYLIGHTRATIO10%_3Dview.png | WIDTH30_LENGTH40_HIGHT12_ORIENTATION315_WINDOWSRATIO40%_SKYLIGHTRATIO10%.json
40 | 60 | 8 | 90 | 30% | 40% | 4800 | 38 | 18 | 1.3333 | 0.33333 | 52.2737 | 0.80859 | 53.0823 | WIDTH40_LENGTH40_HIGHT12_ORIENTATION315_WINDOWSRATIO40%_SKYLIGHTRATIO10%_3Dview.png | WIDTH40_LENGTH40_HIGHT12_ORIENTATION315_WINDOWSRATIO40%_SKYLIGHTRATIO10%.json
60 | 40 | 8 | 135 | 30% | 40% | 4800 | 18 | 38 | 1.3333 | 0.33333 | 52.1405 | 0.88829 | 53.0288 | WIDTH50_LENGTH40_HIGHT12_ORIENTATION315_WINDOWSRATIO40%_SKYLIGHTRATIO10%_3Dview.png | WIDTH50_LENGTH40_HIGHT12_ORIENTATION315_WINDOWSRATIO40%_SKYLIGHTRATIO10%.json
40 | 60 | 8 | 135 | 30% | 40% | 4800 | 38 | 18 | 1.3333 | 0.33333 | 52.1257 | 0.90571 | 53.0314 | WIDTH60_LENGTH40_HIGHT12_ORIENTATION315_WINDOWSRATIO40%_SKYLIGHTRATIO10%_3Dview.png | WIDTH60_LENGTH40_HIGHT12_ORIENTATION315_WINDOWSRATIO40%_SKYLIGHTRATIO10%.json
60 | 40 | 8 | 180 | 30% | 40% | 4800 | 18 | 38 | 1.3333 | 0.33333 | 52.2758 | 0.80927 | 53.0851 | WIDTH30_LENGTH50_HIGHT12_ORIENTATION315_WINDOWSRATIO40%_SKYLIGHTRATIO10%_3Dview.png | WIDTH30_LENGTH50_HIGHT12_ORIENTATION315_WINDOWSRATIO40%_SKYLIGHTRATIO10%.json
40 | 60 | 8 | 180 | 30% | 40% | 4800 | 38 | 18 | 1.3333 | 0.33333 | 52.2354 | 0.84721 | 53.0826 | WIDTH40_LENGTH50_HIGHT12_ORIENTATION315_WINDOWSRATIO40%_SKYLIGHTRATIO10%_3Dview.png | WIDTH40_LENGTH50_HIGHT12_ORIENTATION315_WINDOWSRATIO40%_SKYLIGHTRATIO10%.json
60 | 40 | 8 | 225 | 30% | 40% | 4800 | 18 | 38 | 1.3333 | 0.33333 | 52.1622 | 0.88007 | 53.0423 | WIDTH50_LENGTH50_HIGHT12_ORIENTATION315_WINDOWSRATIO40%_SKYLIGHTRATIO10%_3Dview.png | WIDTH50_LENGTH50_HIGHT12_ORIENTATION315_WINDOWSRATIO40%_SKYLIGHTRATIO10%.json
40 | 60 | 8 | 225 | 30% | 40% | 4800 | 38 | 18 | 1.3333 | 0.33333 | 52.1595 | 0.87552 | 53.035 | WIDTH60_LENGTH50_HIGHT12_ORIENTATION315_WINDOWSRATIO40%_SKYLIGHTRATIO10%_3Dview.png | WIDTH60_LENGTH50_HIGHT12_ORIENTATION315_WINDOWSRATIO40%_SKYLIGHTRATIO10%.json
60 | 40 | 8 | 270 | 30% | 40% | 4800 | 18 | 38 | 1.3333 | 0.33333 | 52.2365 | 0.84687 | 53.0833 | WIDTH30_LENGTH60_HIGHT12_ORIENTATION315_WINDOWSRATIO40%_SKYLIGHTRATIO10%_3Dview.png | WIDTH30_LENGTH60_HIGHT12_ORIENTATION315_WINDOWSRATIO40%_SKYLIGHTRATIO10%.json
40 | 60 | 8 | 270 | 30% | 40% | 4800 | 38 | 18 | 1.3333 | 0.33333 | 52.2737 | 0.80859 | 53.0823 | WIDTH40_LENGTH60_HIGHT12_ORIENTATION315_WINDOWSRATIO40%_SKYLIGHTRATIO10%_3Dview.png | WIDTH40_LENGTH60_HIGHT12_ORIENTATION315_WINDOWSRATIO40%_SKYLIGHTRATIO10%.json
60 | 40 | 8 | 315 | 30% | 40% | 4800 | 18 | 38 | 1.3333 | 0.33333 | 52.1502 | 0.88157 | 53.0318 | WIDTH50_LENGTH60_HIGHT12_ORIENTATION315_WINDOWSRATIO40%_SKYLIGHTRATIO10%_3Dview.png | WIDTH50_LENGTH60_HIGHT12_ORIENTATION315_WINDOWSRATIO40%_SKYLIGHTRATIO10%.json
40 | 60 | 8 | 315 | 30% | 40% | 4800 | 38 | 18 | 1.3333 | 0.33333 | 52.1441 | 0.89089 | 53.035 | WIDTH60_LENGTH60_HIGHT12_ORIENTATION315_WINDOWSRATIO40%_SKYLIGHTRATIO10%_3Dview.png | WIDTH60_LENGTH60_HIGHT12_ORIENTATION315_WINDOWSRATIO40%_SKYLIGHTRATIO10%.json
60 | 40 | 8 | 0 | 40% | 40% | 4800 | 18 | 38 | 1.3333 | 0.33333 | 52.6968 | 0.6989 | 53.3957 | WIDTH30_LENGTH30_HIGHT16_ORIENTATION315_WINDOWSRATIO40%_SKYLIGHTRATIO10%_3Dview.png | WIDTH30_LENGTH30_HIGHT16_ORIENTATION315_WINDOWSRATIO40%_SKYLIGHTRATIO10%.json
40 | 60 | 8 | 0 | 40% | 40% | 4800 | 38 | 18 | 1.3333 | 0.33333 | 52.6314 | 0.73799 | 53.3694 | WIDTH40_LENGTH30_HIGHT16_ORIENTATION315_WINDOWSRATIO40%_SKYLIGHTRATIO10%_3Dview.png | WIDTH40_LENGTH30_HIGHT16_ORIENTATION315_WINDOWSRATIO40%_SKYLIGHTRATIO10%.json
60 | 40 | 8 | 45 | 40% | 40% | 4800 | 18 | 38 | 1.3333 | 0.33333 | 52.5606 | 0.77131 | 53.3319 | WIDTH50_LENGTH30_HIGHT16_ORIENTATION315_WINDOWSRATIO40%_SKYLIGHTRATIO10%_3Dview.png | WIDTH50_LENGTH30_HIGHT16_ORIENTATION315_WINDOWSRATIO40%_SKYLIGHTRATIO10%.json
40 | 60 | 8 | 45 | 40% | 40% | 4800 | 38 | 18 | 1.3333 | 0.33333 | 52.5666 | 0.76902 | 53.3356 | WIDTH60_LENGTH30_HIGHT16_ORIENTATION315_WINDOWSRATIO40%_SKYLIGHTRATIO10%_3Dview.png | WIDTH60_LENGTH30_HIGHT16_ORIENTATION315_WINDOWSRATIO40%_SKYLIGHTRATIO10%.json
60 | 40 | 8 | 90 | 40% | 40% | 4800 | 18 | 38 | 1.3333 | 0.33333 | 52.6319 | 0.73765 | 53.3695 | WIDTH30_LENGTH40_HIGHT16_ORIENTATION315_WINDOWSRATIO40%_SKYLIGHTRATIO10%_3Dview.png | WIDTH30_LENGTH40_HIGHT16_ORIENTATION315_WINDOWSRATIO40%_SKYLIGHTRATIO10%.json
40 | 60 | 8 | 90 | 40% | 40% | 4800 | 38 | 18 | 1.3333 | 0.33333 | 52.6958 | 0.69741 | 53.3932 | WIDTH40_LENGTH40_HIGHT16_ORIENTATION315_WINDOWSRATIO40%_SKYLIGHTRATIO10%_3Dview.png | WIDTH40_LENGTH40_HIGHT16_ORIENTATION315_WINDOWSRATIO40%_SKYLIGHTRATIO10%.json
60 | 40 | 8 | 135 | 40% | 40% | 4800 | 18 | 38 | 1.3333 | 0.33333 | 52.5493 | 0.78106 | 53.3303 | WIDTH50_LENGTH40_HIGHT16_ORIENTATION315_WINDOWSRATIO40%_SKYLIGHTRATIO10%_3Dview.png | WIDTH50_LENGTH40_HIGHT16_ORIENTATION315_WINDOWSRATIO40%_SKYLIGHTRATIO10%.json
40 | 60 | 8 | 135 | 40% | 40% | 4800 | 38 | 18 | 1.3333 | 0.33333 | 52.5296 | 0.79551 | 53.3251 | WIDTH60_LENGTH40_HIGHT16_ORIENTATION315_WINDOWSRATIO40%_SKYLIGHTRATIO10%_3Dview.png | WIDTH60_LENGTH40_HIGHT16_ORIENTATION315_WINDOWSRATIO40%_SKYLIGHTRATIO10%.json
60 | 40 | 8 | 180 | 40% | 40% | 4800 | 18 | 38 | 1.3333 | 0.33333 | 52.6968 | 0.6989 | 53.3957 | WIDTH30_LENGTH50_HIGHT16_ORIENTATION315_WINDOWSRATIO40%_SKYLIGHTRATIO10%_3Dview.png | WIDTH30_LENGTH50_HIGHT16_ORIENTATION315_WINDOWSRATIO40%_SKYLIGHTRATIO10%.json
40 | 60 | 8 | 180 | 40% | 40% | 4800 | 38 | 18 | 1.3333 | 0.33333 | 52.6314 | 0.73799 | 53.3694 | WIDTH40_LENGTH50_HIGHT16_ORIENTATION315_WINDOWSRATIO40%_SKYLIGHTRATIO10%_3Dview.png | WIDTH40_LENGTH50_HIGHT16_ORIENTATION315_WINDOWSRATIO40%_SKYLIGHTRATIO10%.json
60 | 40 | 8 | 225 | 40% | 40% | 4800 | 18 | 38 | 1.3333 | 0.33333 | 52.5606 | 0.77131 | 53.3319 | WIDTH50_LENGTH50_HIGHT16_ORIENTATION315_WINDOWSRATIO40%_SKYLIGHTRATIO10%_3Dview.png | WIDTH50_LENGTH50_HIGHT16_ORIENTATION315_WINDOWSRATIO40%_SKYLIGHTRATIO10%.json
40 | 60 | 8 | 225 | 40% | 40% | 4800 | 38 | 18 | 1.3333 | 0.33333 | 52.5666 | 0.76902 | 53.3356 | WIDTH60_LENGTH50_HIGHT16_ORIENTATION315_WINDOWSRATIO40%_SKYLIGHTRATIO10%_3Dview.png | WIDTH60_LENGTH50_HIGHT16_ORIENTATION315_WINDOWSRATIO40%_SKYLIGHTRATIO10%.json
60 | 40 | 8 | 270 | 40% | 40% | 4800 | 18 | 38 | 1.3333 | 0.33333 | 52.6319 | 0.73765 | 53.3695 | WIDTH30_LENGTH60_HIGHT16_ORIENTATION315_WINDOWSRATIO40%_SKYLIGHTRATIO10%_3Dview.png | WIDTH30_LENGTH60_HIGHT16_ORIENTATION315_WINDOWSRATIO40%_SKYLIGHTRATIO10%.json
40 | 60 | 8 | 270 | 40% | 40% | 4800 | 38 | 18 | 1.3333 | 0.33333 | 52.6958 | 0.69741 | 53.3932 | WIDTH40_LENGTH60_HIGHT16_ORIENTATION315_WINDOWSRATIO40%_SKYLIGHTRATIO10%_3Dview.png | WIDTH40_LENGTH60_HIGHT16_ORIENTATION315_WINDOWSRATIO40%_SKYLIGHTRATIO10%.json
60 | 40 | 8 | 315 | 40% | 40% | 4800 | 18 | 38 | 1.3333 | 0.33333 | 52.5583 | 0.77473 | 53.333 | WIDTH50_LENGTH60_HIGHT16_ORIENTATION315_WINDOWSRATIO40%_SKYLIGHTRATIO10%_3Dview.png | WIDTH50_LENGTH60_HIGHT16_ORIENTATION315_WINDOWSRATIO40%_SKYLIGHTRATIO10%.json
40 | 60 | 8 | 315 | 40% | 40% | 4800 | 38 | 18 | 1.3333 | 0.33333 | 52.5453 | 0.78157 | 53.3269 | WIDTH60_LENGTH60_HIGHT16_ORIENTATION315_WINDOWSRATIO40%_SKYLIGHTRATIO10%_3Dview.png | WIDTH60_LENGTH60_HIGHT16_ORIENTATION315_WINDOWSRATIO40%_SKYLIGHTRATIO10%.json
50 | 50 | 8 | 0 | 10% | 10% | 5000 | 28 | 28 | 1.32 | 0.33 | 44.0115 | 1.4547 | 45.4662 | WIDTH30_LENGTH30_HIGHT8_ORIENTATION0_WINDOWSRATIO10%_SKYLIGHTRATIO20%_3Dview.png | WIDTH30_LENGTH30_HIGHT8_ORIENTATION0_WINDOWSRATIO10%_SKYLIGHTRATIO20%.json
50 | 50 | 8 | 45 | 10% | 10% | 5000 | 28 | 28 | 1.32 | 0.33 | 43.9241 | 1.4979 | 45.422 | WIDTH40_LENGTH30_HIGHT8_ORIENTATION0_WINDOWSRATIO10%_SKYLIGHTRATIO20%_3Dview.png | WIDTH40_LENGTH30_HIGHT8_ORIENTATION0_WINDOWSRATIO10%_SKYLIGHTRATIO20%.json
50 | 50 | 8 | 90 | 10% | 10% | 5000 | 28 | 28 | 1.32 | 0.33 | 44.0104 | 1.4539 | 45.4643 | WIDTH50_LENGTH30_HIGHT8_ORIENTATION0_WINDOWSRATIO10%_SKYLIGHTRATIO20%_3Dview.png | WIDTH50_LENGTH30_HIGHT8_ORIENTATION0_WINDOWSRATIO10%_SKYLIGHTRATIO20%.json
50 | 50 | 8 | 135 | 10% | 10% | 5000 | 28 | 28 | 1.32 | 0.33 | 43.9161 | 1.5009 | 45.417 | WIDTH60_LENGTH30_HIGHT8_ORIENTATION0_WINDOWSRATIO10%_SKYLIGHTRATIO20%_3Dview.png | WIDTH60_LENGTH30_HIGHT8_ORIENTATION0_WINDOWSRATIO10%_SKYLIGHTRATIO20%.json
50 | 50 | 8 | 180 | 10% | 10% | 5000 | 28 | 28 | 1.32 | 0.33 | 44.0115 | 1.4547 | 45.4662 | WIDTH30_LENGTH40_HIGHT8_ORIENTATION0_WINDOWSRATIO10%_SKYLIGHTRATIO20%_3Dview.png | WIDTH30_LENGTH40_HIGHT8_ORIENTATION0_WINDOWSRATIO10%_SKYLIGHTRATIO20%.json
50 | 50 | 8 | 225 | 10% | 10% | 5000 | 28 | 28 | 1.32 | 0.33 | 43.9241 | 1.4979 | 45.422 | WIDTH40_LENGTH40_HIGHT8_ORIENTATION0_WINDOWSRATIO10%_SKYLIGHTRATIO20%_3Dview.png | WIDTH40_LENGTH40_HIGHT8_ORIENTATION0_WINDOWSRATIO10%_SKYLIGHTRATIO20%.json
50 | 50 | 8 | 270 | 10% | 10% | 5000 | 28 | 28 | 1.32 | 0.33 | 44.0104 | 1.4539 | 45.4643 | WIDTH50_LENGTH40_HIGHT8_ORIENTATION0_WINDOWSRATIO10%_SKYLIGHTRATIO20%_3Dview.png | WIDTH50_LENGTH40_HIGHT8_ORIENTATION0_WINDOWSRATIO10%_SKYLIGHTRATIO20%.json
50 | 50 | 8 | 315 | 10% | 10% | 5000 | 28 | 28 | 1.32 | 0.33 | 43.9155 | 1.5004 | 45.4159 | WIDTH60_LENGTH40_HIGHT8_ORIENTATION0_WINDOWSRATIO10%_SKYLIGHTRATIO20%_3Dview.png | WIDTH60_LENGTH40_HIGHT8_ORIENTATION0_WINDOWSRATIO10%_SKYLIGHTRATIO20%.json
50 | 50 | 8 | 0 | 20% | 10% | 5000 | 28 | 28 | 1.32 | 0.33 | 44.867 | 1.2646 | 46.1317 | WIDTH30_LENGTH50_HIGHT8_ORIENTATION0_WINDOWSRATIO10%_SKYLIGHTRATIO20%_3Dview.png | WIDTH30_LENGTH50_HIGHT8_ORIENTATION0_WINDOWSRATIO10%_SKYLIGHTRATIO20%.json
50 | 50 | 8 | 45 | 20% | 10% | 5000 | 28 | 28 | 1.32 | 0.33 | 44.7726 | 1.3138 | 46.0864 | WIDTH40_LENGTH50_HIGHT8_ORIENTATION0_WINDOWSRATIO10%_SKYLIGHTRATIO20%_3Dview.png | WIDTH40_LENGTH50_HIGHT8_ORIENTATION0_WINDOWSRATIO10%_SKYLIGHTRATIO20%.json
50 | 50 | 8 | 90 | 20% | 10% | 5000 | 28 | 28 | 1.32 | 0.33 | 44.8658 | 1.2637 | 46.1296 | WIDTH50_LENGTH50_HIGHT8_ORIENTATION0_WINDOWSRATIO10%_SKYLIGHTRATIO20%_3Dview.png | WIDTH50_LENGTH50_HIGHT8_ORIENTATION0_WINDOWSRATIO10%_SKYLIGHTRATIO20%.json
50 | 50 | 8 | 135 | 20% | 10% | 5000 | 28 | 28 | 1.32 | 0.33 | 44.7652 | 1.3165 | 46.0818 | WIDTH60_LENGTH50_HIGHT8_ORIENTATION0_WINDOWSRATIO10%_SKYLIGHTRATIO20%_3Dview.png | WIDTH60_LENGTH50_HIGHT8_ORIENTATION0_WINDOWSRATIO10%_SKYLIGHTRATIO20%.json
50 | 50 | 8 | 180 | 20% | 10% | 5000 | 28 | 28 | 1.32 | 0.33 | 44.867 | 1.2646 | 46.1317 | WIDTH30_LENGTH60_HIGHT8_ORIENTATION0_WINDOWSRATIO10%_SKYLIGHTRATIO20%_3Dview.png | WIDTH30_LENGTH60_HIGHT8_ORIENTATION0_WINDOWSRATIO10%_SKYLIGHTRATIO20%.json
50 | 50 | 8 | 225 | 20% | 10% | 5000 | 28 | 28 | 1.32 | 0.33 | 44.7726 | 1.3138 | 46.0864 | WIDTH40_LENGTH60_HIGHT8_ORIENTATION0_WINDOWSRATIO10%_SKYLIGHTRATIO20%_3Dview.png | WIDTH40_LENGTH60_HIGHT8_ORIENTATION0_WINDOWSRATIO10%_SKYLIGHTRATIO20%.json
50 | 50 | 8 | 270 | 20% | 10% | 5000 | 28 | 28 | 1.32 | 0.33 | 44.8658 | 1.2637 | 46.1296 | WIDTH50_LENGTH60_HIGHT8_ORIENTATION0_WINDOWSRATIO10%_SKYLIGHTRATIO20%_3Dview.png | WIDTH50_LENGTH60_HIGHT8_ORIENTATION0_WINDOWSRATIO10%_SKYLIGHTRATIO20%.json
50 | 50 | 8 | 315 | 20% | 10% | 5000 | 28 | 28 | 1.32 | 0.33 | 44.7646 | 1.3162 | 46.0807 | WIDTH60_LENGTH60_HIGHT8_ORIENTATION0_WINDOWSRATIO10%_SKYLIGHTRATIO20%_3Dview.png | WIDTH60_LENGTH60_HIGHT8_ORIENTATION0_WINDOWSRATIO10%_SKYLIGHTRATIO20%.json
50 | 50 | 8 | 0 | 30% | 10% | 5000 | 28 | 28 | 1.32 | 0.33 | 45.5237 | 1.1022 | 46.6259 | WIDTH30_LENGTH30_HIGHT12_ORIENTATION0_WINDOWSRATIO10%_SKYLIGHTRATIO20%_3Dview.png | WIDTH30_LENGTH30_HIGHT12_ORIENTATION0_WINDOWSRATIO10%_SKYLIGHTRATIO20%.json
50 | 50 | 8 | 45 | 30% | 10% | 5000 | 28 | 28 | 1.32 | 0.33 | 45.4187 | 1.1573 | 46.576 | WIDTH40_LENGTH30_HIGHT12_ORIENTATION0_WINDOWSRATIO10%_SKYLIGHTRATIO20%_3Dview.png | WIDTH40_LENGTH30_HIGHT12_ORIENTATION0_WINDOWSRATIO10%_SKYLIGHTRATIO20%.json
50 | 50 | 8 | 90 | 30% | 10% | 5000 | 28 | 28 | 1.32 | 0.33 | 45.5225 | 1.1012 | 46.6237 | WIDTH50_LENGTH30_HIGHT12_ORIENTATION0_WINDOWSRATIO10%_SKYLIGHTRATIO20%_3Dview.png | WIDTH50_LENGTH30_HIGHT12_ORIENTATION0_WINDOWSRATIO10%_SKYLIGHTRATIO20%.json
50 | 50 | 8 | 135 | 30% | 10% | 5000 | 28 | 28 | 1.32 | 0.33 | 45.4118 | 1.1601 | 46.5719 | WIDTH60_LENGTH30_HIGHT12_ORIENTATION0_WINDOWSRATIO10%_SKYLIGHTRATIO20%_3Dview.png | WIDTH60_LENGTH30_HIGHT12_ORIENTATION0_WINDOWSRATIO10%_SKYLIGHTRATIO20%.json
50 | 50 | 8 | 180 | 30% | 10% | 5000 | 28 | 28 | 1.32 | 0.33 | 45.5237 | 1.1022 | 46.6259 | WIDTH30_LENGTH40_HIGHT12_ORIENTATION0_WINDOWSRATIO10%_SKYLIGHTRATIO20%_3Dview.png | WIDTH30_LENGTH40_HIGHT12_ORIENTATION0_WINDOWSRATIO10%_SKYLIGHTRATIO20%.json
50 | 50 | 8 | 225 | 30% | 10% | 5000 | 28 | 28 | 1.32 | 0.33 | 45.4187 | 1.1573 | 46.576 | WIDTH40_LENGTH40_HIGHT12_ORIENTATION0_WINDOWSRATIO10%_SKYLIGHTRATIO20%_3Dview.png | WIDTH40_LENGTH40_HIGHT12_ORIENTATION0_WINDOWSRATIO10%_SKYLIGHTRATIO20%.json
50 | 50 | 8 | 270 | 30% | 10% | 5000 | 28 | 28 | 1.32 | 0.33 | 45.5225 | 1.1012 | 46.6237 | WIDTH50_LENGTH40_HIGHT12_ORIENTATION0_WINDOWSRATIO10%_SKYLIGHTRATIO20%_3Dview.png | WIDTH50_LENGTH40_HIGHT12_ORIENTATION0_WINDOWSRATIO10%_SKYLIGHTRATIO20%.json
50 | 50 | 8 | 315 | 30% | 10% | 5000 | 28 | 28 | 1.32 | 0.33 | 45.4112 | 1.1597 | 46.5709 | WIDTH60_LENGTH40_HIGHT12_ORIENTATION0_WINDOWSRATIO10%_SKYLIGHTRATIO20%_3Dview.png | WIDTH60_LENGTH40_HIGHT12_ORIENTATION0_WINDOWSRATIO10%_SKYLIGHTRATIO20%.json
50 | 50 | 8 | 0 | 40% | 10% | 5000 | 28 | 28 | 1.32 | 0.33 | 46.0541 | 0.96651 | 47.0206 | WIDTH30_LENGTH50_HIGHT12_ORIENTATION0_WINDOWSRATIO10%_SKYLIGHTRATIO20%_3Dview.png | WIDTH30_LENGTH50_HIGHT12_ORIENTATION0_WINDOWSRATIO10%_SKYLIGHTRATIO20%.json
50 | 50 | 8 | 45 | 40% | 10% | 5000 | 28 | 28 | 1.32 | 0.33 | 45.9417 | 1.0277 | 46.9694 | WIDTH40_LENGTH50_HIGHT12_ORIENTATION0_WINDOWSRATIO10%_SKYLIGHTRATIO20%_3Dview.png | WIDTH40_LENGTH50_HIGHT12_ORIENTATION0_WINDOWSRATIO10%_SKYLIGHTRATIO20%.json
50 | 50 | 8 | 90 | 40% | 10% | 5000 | 28 | 28 | 1.32 | 0.33 | 46.0529 | 0.96544 | 47.0183 | WIDTH50_LENGTH50_HIGHT12_ORIENTATION0_WINDOWSRATIO10%_SKYLIGHTRATIO20%_3Dview.png | WIDTH50_LENGTH50_HIGHT12_ORIENTATION0_WINDOWSRATIO10%_SKYLIGHTRATIO20%.json
50 | 50 | 8 | 135 | 40% | 10% | 5000 | 28 | 28 | 1.32 | 0.33 | 45.9363 | 1.0295 | 46.9658 | WIDTH60_LENGTH50_HIGHT12_ORIENTATION0_WINDOWSRATIO10%_SKYLIGHTRATIO20%_3Dview.png | WIDTH60_LENGTH50_HIGHT12_ORIENTATION0_WINDOWSRATIO10%_SKYLIGHTRATIO20%.json
50 | 50 | 8 | 180 | 40% | 10% | 5000 | 28 | 28 | 1.32 | 0.33 | 46.0541 | 0.96651 | 47.0206 | WIDTH30_LENGTH60_HIGHT12_ORIENTATION0_WINDOWSRATIO10%_SKYLIGHTRATIO20%_3Dview.png | WIDTH30_LENGTH60_HIGHT12_ORIENTATION0_WINDOWSRATIO10%_SKYLIGHTRATIO20%.json
50 | 50 | 8 | 225 | 40% | 10% | 5000 | 28 | 28 | 1.32 | 0.33 | 45.9417 | 1.0277 | 46.9694 | WIDTH40_LENGTH60_HIGHT12_ORIENTATION0_WINDOWSRATIO10%_SKYLIGHTRATIO20%_3Dview.png | WIDTH40_LENGTH60_HIGHT12_ORIENTATION0_WINDOWSRATIO10%_SKYLIGHTRATIO20%.json
50 | 50 | 8 | 270 | 40% | 10% | 5000 | 28 | 28 | 1.32 | 0.33 | 46.0529 | 0.96544 | 47.0183 | WIDTH50_LENGTH60_HIGHT12_ORIENTATION0_WINDOWSRATIO10%_SKYLIGHTRATIO20%_3Dview.png | WIDTH50_LENGTH60_HIGHT12_ORIENTATION0_WINDOWSRATIO10%_SKYLIGHTRATIO20%.json
50 | 50 | 8 | 315 | 40% | 10% | 5000 | 28 | 28 | 1.32 | 0.33 | 45.9357 | 1.029 | 46.9647 | WIDTH60_LENGTH60_HIGHT12_ORIENTATION0_WINDOWSRATIO10%_SKYLIGHTRATIO20%_3Dview.png | WIDTH60_LENGTH60_HIGHT12_ORIENTATION0_WINDOWSRATIO10%_SKYLIGHTRATIO20%.json
50 | 50 | 8 | 0 | 10% | 20% | 5000 | 28 | 28 | 1.32 | 0.33 | 47.8815 | 1.3068 | 49.1883 | WIDTH30_LENGTH30_HIGHT16_ORIENTATION0_WINDOWSRATIO10%_SKYLIGHTRATIO20%_3Dview.png | WIDTH30_LENGTH30_HIGHT16_ORIENTATION0_WINDOWSRATIO10%_SKYLIGHTRATIO20%.json
50 | 50 | 8 | 45 | 10% | 20% | 5000 | 28 | 28 | 1.32 | 0.33 | 47.8018 | 1.3453 | 49.1472 | WIDTH40_LENGTH30_HIGHT16_ORIENTATION0_WINDOWSRATIO10%_SKYLIGHTRATIO20%_3Dview.png | WIDTH40_LENGTH30_HIGHT16_ORIENTATION0_WINDOWSRATIO10%_SKYLIGHTRATIO20%.json
50 | 50 | 8 | 90 | 10% | 20% | 5000 | 28 | 28 | 1.32 | 0.33 | 47.879 | 1.3057 | 49.1848 | WIDTH50_LENGTH30_HIGHT16_ORIENTATION0_WINDOWSRATIO10%_SKYLIGHTRATIO20%_3Dview.png | WIDTH50_LENGTH30_HIGHT16_ORIENTATION0_WINDOWSRATIO10%_SKYLIGHTRATIO20%.json
50 | 50 | 8 | 135 | 10% | 20% | 5000 | 28 | 28 | 1.32 | 0.33 | 47.7792 | 1.3521 | 49.1313 | WIDTH60_LENGTH30_HIGHT16_ORIENTATION0_WINDOWSRATIO10%_SKYLIGHTRATIO20%_3Dview.png | WIDTH60_LENGTH30_HIGHT16_ORIENTATION0_WINDOWSRATIO10%_SKYLIGHTRATIO20%.json
50 | 50 | 8 | 180 | 10% | 20% | 5000 | 28 | 28 | 1.32 | 0.33 | 47.8815 | 1.3068 | 49.1883 | WIDTH30_LENGTH40_HIGHT16_ORIENTATION0_WINDOWSRATIO10%_SKYLIGHTRATIO20%_3Dview.png | WIDTH30_LENGTH40_HIGHT16_ORIENTATION0_WINDOWSRATIO10%_SKYLIGHTRATIO20%.json
50 | 50 | 8 | 225 | 10% | 20% | 5000 | 28 | 28 | 1.32 | 0.33 | 47.7807 | 1.3532 | 49.1339 | WIDTH40_LENGTH40_HIGHT16_ORIENTATION0_WINDOWSRATIO10%_SKYLIGHTRATIO20%_3Dview.png | WIDTH40_LENGTH40_HIGHT16_ORIENTATION0_WINDOWSRATIO10%_SKYLIGHTRATIO20%.json
50 | 50 | 8 | 270 | 10% | 20% | 5000 | 28 | 28 | 1.32 | 0.33 | 47.879 | 1.3057 | 49.1848 | WIDTH50_LENGTH40_HIGHT16_ORIENTATION0_WINDOWSRATIO10%_SKYLIGHTRATIO20%_3Dview.png | WIDTH50_LENGTH40_HIGHT16_ORIENTATION0_WINDOWSRATIO10%_SKYLIGHTRATIO20%.json
50 | 50 | 8 | 315 | 10% | 20% | 5000 | 28 | 28 | 1.32 | 0.33 | 47.7891 | 1.3491 | 49.1382 | WIDTH60_LENGTH40_HIGHT16_ORIENTATION0_WINDOWSRATIO10%_SKYLIGHTRATIO20%_3Dview.png | WIDTH60_LENGTH40_HIGHT16_ORIENTATION0_WINDOWSRATIO10%_SKYLIGHTRATIO20%.json
50 | 50 | 8 | 0 | 20% | 20% | 5000 | 28 | 28 | 1.32 | 0.33 | 48.6521 | 1.1244 | 49.7765 | WIDTH30_LENGTH50_HIGHT16_ORIENTATION0_WINDOWSRATIO10%_SKYLIGHTRATIO20%_3Dview.png | WIDTH30_LENGTH50_HIGHT16_ORIENTATION0_WINDOWSRATIO10%_SKYLIGHTRATIO20%.json
50 | 50 | 8 | 45 | 20% | 20% | 5000 | 28 | 28 | 1.32 | 0.33 | 48.5616 | 1.1727 | 49.7343 | WIDTH40_LENGTH50_HIGHT16_ORIENTATION0_WINDOWSRATIO10%_SKYLIGHTRATIO20%_3Dview.png | WIDTH40_LENGTH50_HIGHT16_ORIENTATION0_WINDOWSRATIO10%_SKYLIGHTRATIO20%.json
50 | 50 | 8 | 90 | 20% | 20% | 5000 | 28 | 28 | 1.32 | 0.33 | 48.6525 | 1.1233 | 49.7757 | WIDTH50_LENGTH50_HIGHT16_ORIENTATION0_WINDOWSRATIO10%_SKYLIGHTRATIO20%_3Dview.png | WIDTH50_LENGTH50_HIGHT16_ORIENTATION0_WINDOWSRATIO10%_SKYLIGHTRATIO20%.json
50 | 50 | 8 | 135 | 20% | 20% | 5000 | 28 | 28 | 1.32 | 0.33 | 48.5407 | 1.1782 | 49.7189 | WIDTH60_LENGTH50_HIGHT16_ORIENTATION0_WINDOWSRATIO10%_SKYLIGHTRATIO20%_3Dview.png | WIDTH60_LENGTH50_HIGHT16_ORIENTATION0_WINDOWSRATIO10%_SKYLIGHTRATIO20%.json
50 | 50 | 8 | 180 | 20% | 20% | 5000 | 28 | 28 | 1.32 | 0.33 | 48.6521 | 1.1244 | 49.7765 | WIDTH30_LENGTH60_HIGHT16_ORIENTATION0_WINDOWSRATIO10%_SKYLIGHTRATIO20%_3Dview.png | WIDTH30_LENGTH60_HIGHT16_ORIENTATION0_WINDOWSRATIO10%_SKYLIGHTRATIO20%.json
50 | 50 | 8 | 225 | 20% | 20% | 5000 | 28 | 28 | 1.32 | 0.33 | 48.5411 | 1.1793 | 49.7203 | WIDTH40_LENGTH60_HIGHT16_ORIENTATION0_WINDOWSRATIO10%_SKYLIGHTRATIO20%_3Dview.png | WIDTH40_LENGTH60_HIGHT16_ORIENTATION0_WINDOWSRATIO10%_SKYLIGHTRATIO20%.json
50 | 50 | 8 | 270 | 20% | 20% | 5000 | 28 | 28 | 1.32 | 0.33 | 48.6525 | 1.1233 | 49.7757 | WIDTH50_LENGTH60_HIGHT16_ORIENTATION0_WINDOWSRATIO10%_SKYLIGHTRATIO20%_3Dview.png | WIDTH50_LENGTH60_HIGHT16_ORIENTATION0_WINDOWSRATIO10%_SKYLIGHTRATIO20%.json
50 | 50 | 8 | 315 | 20% | 20% | 5000 | 28 | 28 | 1.32 | 0.33 | 48.5505 | 1.1755 | 49.726 | WIDTH60_LENGTH60_HIGHT16_ORIENTATION0_WINDOWSRATIO10%_SKYLIGHTRATIO20%_3Dview.png | WIDTH60_LENGTH60_HIGHT16_ORIENTATION0_WINDOWSRATIO10%_SKYLIGHTRATIO20%.json
50 | 50 | 8 | 0 | 30% | 20% | 5000 | 28 | 28 | 1.32 | 0.33 | 49.247 | 0.97546 | 50.2225 | WIDTH30_LENGTH30_HIGHT8_ORIENTATION45_WINDOWSRATIO10%_SKYLIGHTRATIO20%_3Dview.png | WIDTH30_LENGTH30_HIGHT8_ORIENTATION45_WINDOWSRATIO10%_SKYLIGHTRATIO20%.json
50 | 50 | 8 | 45 | 30% | 20% | 5000 | 28 | 28 | 1.32 | 0.33 | 49.1467 | 1.0278 | 50.1745 | WIDTH40_LENGTH30_HIGHT8_ORIENTATION45_WINDOWSRATIO10%_SKYLIGHTRATIO20%_3Dview.png | WIDTH40_LENGTH30_HIGHT8_ORIENTATION45_WINDOWSRATIO10%_SKYLIGHTRATIO20%.json
50 | 50 | 8 | 90 | 30% | 20% | 5000 | 28 | 28 | 1.32 | 0.33 | 49.2473 | 0.97454 | 50.2219 | WIDTH50_LENGTH30_HIGHT8_ORIENTATION45_WINDOWSRATIO10%_SKYLIGHTRATIO20%_3Dview.png | WIDTH50_LENGTH30_HIGHT8_ORIENTATION45_WINDOWSRATIO10%_SKYLIGHTRATIO20%.json
50 | 50 | 8 | 135 | 30% | 20% | 5000 | 28 | 28 | 1.32 | 0.33 | 49.1276 | 1.0336 | 50.1611 | WIDTH60_LENGTH30_HIGHT8_ORIENTATION45_WINDOWSRATIO10%_SKYLIGHTRATIO20%_3Dview.png | WIDTH60_LENGTH30_HIGHT8_ORIENTATION45_WINDOWSRATIO10%_SKYLIGHTRATIO20%.json
50 | 50 | 8 | 180 | 30% | 20% | 5000 | 28 | 28 | 1.32 | 0.33 | 49.247 | 0.97546 | 50.2225 | WIDTH30_LENGTH40_HIGHT8_ORIENTATION45_WINDOWSRATIO10%_SKYLIGHTRATIO20%_3Dview.png | WIDTH30_LENGTH40_HIGHT8_ORIENTATION45_WINDOWSRATIO10%_SKYLIGHTRATIO20%.json
50 | 50 | 8 | 225 | 30% | 20% | 5000 | 28 | 28 | 1.32 | 0.33 | 49.1272 | 1.0345 | 50.1618 | WIDTH40_LENGTH40_HIGHT8_ORIENTATION45_WINDOWSRATIO10%_SKYLIGHTRATIO20%_3Dview.png | WIDTH40_LENGTH40_HIGHT8_ORIENTATION45_WINDOWSRATIO10%_SKYLIGHTRATIO20%.json
50 | 50 | 8 | 270 | 30% | 20% | 5000 | 28 | 28 | 1.32 | 0.33 | 49.2473 | 0.97454 | 50.2219 | WIDTH50_LENGTH40_HIGHT8_ORIENTATION45_WINDOWSRATIO10%_SKYLIGHTRATIO20%_3Dview.png | WIDTH50_LENGTH40_HIGHT8_ORIENTATION45_WINDOWSRATIO10%_SKYLIGHTRATIO20%.json
50 | 50 | 8 | 315 | 30% | 20% | 5000 | 28 | 28 | 1.32 | 0.33 | 49.1367 | 1.0311 | 50.1678 | WIDTH60_LENGTH40_HIGHT8_ORIENTATION45_WINDOWSRATIO10%_SKYLIGHTRATIO20%_3Dview.png | WIDTH60_LENGTH40_HIGHT8_ORIENTATION45_WINDOWSRATIO10%_SKYLIGHTRATIO20%.json
50 | 50 | 8 | 0 | 40% | 20% | 5000 | 28 | 28 | 1.32 | 0.33 | 49.7127 | 0.8526 | 50.5653 | WIDTH30_LENGTH50_HIGHT8_ORIENTATION45_WINDOWSRATIO10%_SKYLIGHTRATIO20%_3Dview.png | WIDTH30_LENGTH50_HIGHT8_ORIENTATION45_WINDOWSRATIO10%_SKYLIGHTRATIO20%.json
50 | 50 | 8 | 45 | 40% | 20% | 5000 | 28 | 28 | 1.32 | 0.33 | 49.6089 | 0.90605 | 50.5149 | WIDTH40_LENGTH50_HIGHT8_ORIENTATION45_WINDOWSRATIO10%_SKYLIGHTRATIO20%_3Dview.png | WIDTH40_LENGTH50_HIGHT8_ORIENTATION45_WINDOWSRATIO10%_SKYLIGHTRATIO20%.json
50 | 50 | 8 | 90 | 40% | 20% | 5000 | 28 | 28 | 1.32 | 0.33 | 49.7128 | 0.8514 | 50.5642 | WIDTH50_LENGTH50_HIGHT8_ORIENTATION45_WINDOWSRATIO10%_SKYLIGHTRATIO20%_3Dview.png | WIDTH50_LENGTH50_HIGHT8_ORIENTATION45_WINDOWSRATIO10%_SKYLIGHTRATIO20%.json
50 | 50 | 8 | 135 | 40% | 20% | 5000 | 28 | 28 | 1.32 | 0.33 | 49.5915 | 0.91134 | 50.5029 | WIDTH60_LENGTH50_HIGHT8_ORIENTATION45_WINDOWSRATIO10%_SKYLIGHTRATIO20%_3Dview.png | WIDTH60_LENGTH50_HIGHT8_ORIENTATION45_WINDOWSRATIO10%_SKYLIGHTRATIO20%.json
50 | 50 | 8 | 180 | 40% | 20% | 5000 | 28 | 28 | 1.32 | 0.33 | 49.7127 | 0.8526 | 50.5653 | WIDTH30_LENGTH60_HIGHT8_ORIENTATION45_WINDOWSRATIO10%_SKYLIGHTRATIO20%_3Dview.png | WIDTH30_LENGTH60_HIGHT8_ORIENTATION45_WINDOWSRATIO10%_SKYLIGHTRATIO20%.json
50 | 50 | 8 | 225 | 40% | 20% | 5000 | 28 | 28 | 1.32 | 0.33 | 46.3792 | 0.91204 | 47.2912 | WIDTH40_LENGTH60_HIGHT8_ORIENTATION45_WINDOWSRATIO10%_SKYLIGHTRATIO20%_3Dview.png | WIDTH40_LENGTH60_HIGHT8_ORIENTATION45_WINDOWSRATIO10%_SKYLIGHTRATIO20%.json
50 | 50 | 8 | 270 | 40% | 20% | 5000 | 28 | 28 | 1.32 | 0.33 | 49.7128 | 0.8514 | 50.5642 | WIDTH50_LENGTH60_HIGHT8_ORIENTATION45_WINDOWSRATIO10%_SKYLIGHTRATIO20%_3Dview.png | WIDTH50_LENGTH60_HIGHT8_ORIENTATION45_WINDOWSRATIO10%_SKYLIGHTRATIO20%.json
50 | 50 | 8 | 315 | 40% | 20% | 5000 | 28 | 28 | 1.32 | 0.33 | 49.5994 | 0.90908 | 50.5085 | WIDTH60_LENGTH60_HIGHT8_ORIENTATION45_WINDOWSRATIO10%_SKYLIGHTRATIO20%_3Dview.png | WIDTH60_LENGTH60_HIGHT8_ORIENTATION45_WINDOWSRATIO10%_SKYLIGHTRATIO20%.json
50 | 50 | 8 | 0 | 10% | 30% | 5000 | 28 | 28 | 1.32 | 0.33 | 51.4986 | 1.1912 | 52.6899 | WIDTH30_LENGTH30_HIGHT12_ORIENTATION45_WINDOWSRATIO10%_SKYLIGHTRATIO20%_3Dview.png | WIDTH30_LENGTH30_HIGHT12_ORIENTATION45_WINDOWSRATIO10%_SKYLIGHTRATIO20%.json
50 | 50 | 8 | 45 | 10% | 30% | 5000 | 28 | 28 | 1.32 | 0.33 | 51.4256 | 1.2291 | 52.6547 | WIDTH40_LENGTH30_HIGHT12_ORIENTATION45_WINDOWSRATIO10%_SKYLIGHTRATIO20%_3Dview.png | WIDTH40_LENGTH30_HIGHT12_ORIENTATION45_WINDOWSRATIO10%_SKYLIGHTRATIO20%.json
50 | 50 | 8 | 90 | 10% | 30% | 5000 | 28 | 28 | 1.32 | 0.33 | 51.4995 | 1.1905 | 52.69 | WIDTH50_LENGTH30_HIGHT12_ORIENTATION45_WINDOWSRATIO10%_SKYLIGHTRATIO20%_3Dview.png | WIDTH50_LENGTH30_HIGHT12_ORIENTATION45_WINDOWSRATIO10%_SKYLIGHTRATIO20%.json
50 | 50 | 8 | 135 | 10% | 30% | 5000 | 28 | 28 | 1.32 | 0.33 | 51.3988 | 1.2426 | 52.6414 | WIDTH60_LENGTH30_HIGHT12_ORIENTATION45_WINDOWSRATIO10%_SKYLIGHTRATIO20%_3Dview.png | WIDTH60_LENGTH30_HIGHT12_ORIENTATION45_WINDOWSRATIO10%_SKYLIGHTRATIO20%.json
50 | 50 | 8 | 180 | 10% | 30% | 5000 | 28 | 28 | 1.32 | 0.33 | 51.4986 | 1.1912 | 52.6899 | WIDTH30_LENGTH40_HIGHT12_ORIENTATION45_WINDOWSRATIO10%_SKYLIGHTRATIO20%_3Dview.png | WIDTH30_LENGTH40_HIGHT12_ORIENTATION45_WINDOWSRATIO10%_SKYLIGHTRATIO20%.json
50 | 50 | 8 | 225 | 10% | 30% | 5000 | 28 | 28 | 1.32 | 0.33 | 51.3784 | 1.2464 | 52.6248 | WIDTH40_LENGTH40_HIGHT12_ORIENTATION45_WINDOWSRATIO10%_SKYLIGHTRATIO20%_3Dview.png | WIDTH40_LENGTH40_HIGHT12_ORIENTATION45_WINDOWSRATIO10%_SKYLIGHTRATIO20%.json
50 | 50 | 8 | 270 | 10% | 30% | 5000 | 28 | 28 | 1.32 | 0.33 | 51.4995 | 1.1905 | 52.69 | WIDTH50_LENGTH40_HIGHT12_ORIENTATION45_WINDOWSRATIO10%_SKYLIGHTRATIO20%_3Dview.png | WIDTH50_LENGTH40_HIGHT12_ORIENTATION45_WINDOWSRATIO10%_SKYLIGHTRATIO20%.json
50 | 50 | 8 | 315 | 10% | 30% | 5000 | 28 | 28 | 1.32 | 0.33 | 51.4222 | 1.2288 | 52.651 | WIDTH60_LENGTH40_HIGHT12_ORIENTATION45_WINDOWSRATIO10%_SKYLIGHTRATIO20%_3Dview.png | WIDTH60_LENGTH40_HIGHT12_ORIENTATION45_WINDOWSRATIO10%_SKYLIGHTRATIO20%.json
50 | 50 | 8 | 0 | 20% | 30% | 5000 | 28 | 28 | 1.32 | 0.33 | 52.1997 | 1.0197 | 53.2194 | WIDTH30_LENGTH50_HIGHT12_ORIENTATION45_WINDOWSRATIO10%_SKYLIGHTRATIO20%_3Dview.png | WIDTH30_LENGTH50_HIGHT12_ORIENTATION45_WINDOWSRATIO10%_SKYLIGHTRATIO20%.json
50 | 50 | 8 | 45 | 20% | 30% | 5000 | 28 | 28 | 1.32 | 0.33 | 52.1146 | 1.0644 | 53.1791 | WIDTH40_LENGTH50_HIGHT12_ORIENTATION45_WINDOWSRATIO10%_SKYLIGHTRATIO20%_3Dview.png | WIDTH40_LENGTH50_HIGHT12_ORIENTATION45_WINDOWSRATIO10%_SKYLIGHTRATIO20%.json
50 | 50 | 8 | 90 | 20% | 30% | 5000 | 28 | 28 | 1.32 | 0.33 | 52.2009 | 1.019 | 53.2199 | WIDTH50_LENGTH50_HIGHT12_ORIENTATION45_WINDOWSRATIO10%_SKYLIGHTRATIO20%_3Dview.png | WIDTH50_LENGTH50_HIGHT12_ORIENTATION45_WINDOWSRATIO10%_SKYLIGHTRATIO20%.json
50 | 50 | 8 | 135 | 20% | 30% | 5000 | 28 | 28 | 1.32 | 0.33 | 52.0908 | 1.0759 | 53.1667 | WIDTH60_LENGTH50_HIGHT12_ORIENTATION45_WINDOWSRATIO10%_SKYLIGHTRATIO20%_3Dview.png | WIDTH60_LENGTH50_HIGHT12_ORIENTATION45_WINDOWSRATIO10%_SKYLIGHTRATIO20%.json
50 | 50 | 8 | 180 | 20% | 30% | 5000 | 28 | 28 | 1.32 | 0.33 | 52.1997 | 1.0197 | 53.2194 | WIDTH30_LENGTH60_HIGHT12_ORIENTATION45_WINDOWSRATIO10%_SKYLIGHTRATIO20%_3Dview.png | WIDTH30_LENGTH60_HIGHT12_ORIENTATION45_WINDOWSRATIO10%_SKYLIGHTRATIO20%.json
50 | 50 | 8 | 225 | 20% | 30% | 5000 | 28 | 28 | 1.32 | 0.33 | 52.0766 | 1.0805 | 53.1571 | WIDTH40_LENGTH60_HIGHT12_ORIENTATION45_WINDOWSRATIO10%_SKYLIGHTRATIO20%_3Dview.png | WIDTH40_LENGTH60_HIGHT12_ORIENTATION45_WINDOWSRATIO10%_SKYLIGHTRATIO20%.json
50 | 50 | 8 | 270 | 20% | 30% | 5000 | 28 | 28 | 1.32 | 0.33 | 52.2009 | 1.019 | 53.2199 | WIDTH50_LENGTH60_HIGHT12_ORIENTATION45_WINDOWSRATIO10%_SKYLIGHTRATIO20%_3Dview.png | WIDTH50_LENGTH60_HIGHT12_ORIENTATION45_WINDOWSRATIO10%_SKYLIGHTRATIO20%.json
50 | 50 | 8 | 315 | 20% | 30% | 5000 | 28 | 28 | 1.32 | 0.33 | 52.1115 | 1.064 | 53.1755 | WIDTH60_LENGTH60_HIGHT12_ORIENTATION45_WINDOWSRATIO10%_SKYLIGHTRATIO20%_3Dview.png | WIDTH60_LENGTH60_HIGHT12_ORIENTATION45_WINDOWSRATIO10%_SKYLIGHTRATIO20%.json
50 | 50 | 8 | 0 | 30% | 30% | 5000 | 28 | 28 | 1.32 | 0.33 | 52.7435 | 0.87885 | 53.6223 | WIDTH30_LENGTH30_HIGHT16_ORIENTATION45_WINDOWSRATIO10%_SKYLIGHTRATIO20%_3Dview.png | WIDTH30_LENGTH30_HIGHT16_ORIENTATION45_WINDOWSRATIO10%_SKYLIGHTRATIO20%.json
50 | 50 | 8 | 45 | 30% | 30% | 5000 | 28 | 28 | 1.32 | 0.33 | 52.6508 | 0.9305 | 53.5813 | WIDTH40_LENGTH30_HIGHT16_ORIENTATION45_WINDOWSRATIO10%_SKYLIGHTRATIO20%_3Dview.png | WIDTH40_LENGTH30_HIGHT16_ORIENTATION45_WINDOWSRATIO10%_SKYLIGHTRATIO20%.json
50 | 50 | 8 | 90 | 30% | 30% | 5000 | 28 | 28 | 1.32 | 0.33 | 52.7446 | 0.87774 | 53.6223 | WIDTH50_LENGTH30_HIGHT16_ORIENTATION45_WINDOWSRATIO10%_SKYLIGHTRATIO20%_3Dview.png | WIDTH50_LENGTH30_HIGHT16_ORIENTATION45_WINDOWSRATIO10%_SKYLIGHTRATIO20%.json
50 | 50 | 8 | 135 | 30% | 30% | 5000 | 28 | 28 | 1.32 | 0.33 | 52.6307 | 0.9414 | 53.5721 | WIDTH60_LENGTH30_HIGHT16_ORIENTATION45_WINDOWSRATIO10%_SKYLIGHTRATIO20%_3Dview.png | WIDTH60_LENGTH30_HIGHT16_ORIENTATION45_WINDOWSRATIO10%_SKYLIGHTRATIO20%.json
50 | 50 | 8 | 180 | 30% | 30% | 5000 | 28 | 28 | 1.32 | 0.33 | 52.7435 | 0.87885 | 53.6223 | WIDTH30_LENGTH40_HIGHT16_ORIENTATION45_WINDOWSRATIO10%_SKYLIGHTRATIO20%_3Dview.png | WIDTH30_LENGTH40_HIGHT16_ORIENTATION45_WINDOWSRATIO10%_SKYLIGHTRATIO20%.json
50 | 50 | 8 | 225 | 30% | 30% | 5000 | 28 | 28 | 1.32 | 0.33 | 52.6186 | 0.94454 | 53.5632 | WIDTH40_LENGTH40_HIGHT16_ORIENTATION45_WINDOWSRATIO10%_SKYLIGHTRATIO20%_3Dview.png | WIDTH40_LENGTH40_HIGHT16_ORIENTATION45_WINDOWSRATIO10%_SKYLIGHTRATIO20%.json
50 | 50 | 8 | 270 | 30% | 30% | 5000 | 28 | 28 | 1.32 | 0.33 | 52.7446 | 0.87774 | 53.6223 | WIDTH50_LENGTH40_HIGHT16_ORIENTATION45_WINDOWSRATIO10%_SKYLIGHTRATIO20%_3Dview.png | WIDTH50_LENGTH40_HIGHT16_ORIENTATION45_WINDOWSRATIO10%_SKYLIGHTRATIO20%.json
50 | 50 | 8 | 315 | 30% | 30% | 5000 | 28 | 28 | 1.32 | 0.33 | 52.6483 | 0.93021 | 53.5785 | WIDTH60_LENGTH40_HIGHT16_ORIENTATION45_WINDOWSRATIO10%_SKYLIGHTRATIO20%_3Dview.png | WIDTH60_LENGTH40_HIGHT16_ORIENTATION45_WINDOWSRATIO10%_SKYLIGHTRATIO20%.json
50 | 50 | 8 | 0 | 40% | 30% | 5000 | 28 | 28 | 1.32 | 0.33 | 53.1674 | 0.76557 | 53.9329 | WIDTH30_LENGTH50_HIGHT16_ORIENTATION45_WINDOWSRATIO10%_SKYLIGHTRATIO20%_3Dview.png | WIDTH30_LENGTH50_HIGHT16_ORIENTATION45_WINDOWSRATIO10%_SKYLIGHTRATIO20%.json
50 | 50 | 8 | 45 | 40% | 30% | 5000 | 28 | 28 | 1.32 | 0.33 | 53.069 | 0.81587 | 53.8848 | WIDTH40_LENGTH50_HIGHT16_ORIENTATION45_WINDOWSRATIO10%_SKYLIGHTRATIO20%_3Dview.png | WIDTH40_LENGTH50_HIGHT16_ORIENTATION45_WINDOWSRATIO10%_SKYLIGHTRATIO20%.json
50 | 50 | 8 | 90 | 40% | 30% | 5000 | 28 | 28 | 1.32 | 0.33 | 53.1673 | 0.7642 | 53.9315 | WIDTH50_LENGTH50_HIGHT16_ORIENTATION45_WINDOWSRATIO10%_SKYLIGHTRATIO20%_3Dview.png | WIDTH50_LENGTH50_HIGHT16_ORIENTATION45_WINDOWSRATIO10%_SKYLIGHTRATIO20%.json
50 | 50 | 8 | 135 | 40% | 30% | 5000 | 28 | 28 | 1.32 | 0.33 | 53.0491 | 0.82973 | 53.8788 | WIDTH60_LENGTH50_HIGHT16_ORIENTATION45_WINDOWSRATIO10%_SKYLIGHTRATIO20%_3Dview.png | WIDTH60_LENGTH50_HIGHT16_ORIENTATION45_WINDOWSRATIO10%_SKYLIGHTRATIO20%.json
50 | 50 | 8 | 180 | 40% | 30% | 5000 | 28 | 28 | 1.32 | 0.33 | 53.1674 | 0.76557 | 53.9329 | WIDTH30_LENGTH60_HIGHT16_ORIENTATION45_WINDOWSRATIO10%_SKYLIGHTRATIO20%_3Dview.png | WIDTH30_LENGTH60_HIGHT16_ORIENTATION45_WINDOWSRATIO10%_SKYLIGHTRATIO20%.json
50 | 50 | 8 | 225 | 40% | 30% | 5000 | 28 | 28 | 1.32 | 0.33 | 53.0399 | 0.83161 | 53.8715 | WIDTH40_LENGTH60_HIGHT16_ORIENTATION45_WINDOWSRATIO10%_SKYLIGHTRATIO20%_3Dview.png | WIDTH40_LENGTH60_HIGHT16_ORIENTATION45_WINDOWSRATIO10%_SKYLIGHTRATIO20%.json
50 | 50 | 8 | 270 | 40% | 30% | 5000 | 28 | 28 | 1.32 | 0.33 | 53.1673 | 0.7642 | 53.9315 | WIDTH50_LENGTH60_HIGHT16_ORIENTATION45_WINDOWSRATIO10%_SKYLIGHTRATIO20%_3Dview.png | WIDTH50_LENGTH60_HIGHT16_ORIENTATION45_WINDOWSRATIO10%_SKYLIGHTRATIO20%.json
50 | 50 | 8 | 315 | 40% | 30% | 5000 | 28 | 28 | 1.32 | 0.33 | 53.0667 | 0.81566 | 53.8824 | WIDTH60_LENGTH60_HIGHT16_ORIENTATION45_WINDOWSRATIO10%_SKYLIGHTRATIO20%_3Dview.png | WIDTH60_LENGTH60_HIGHT16_ORIENTATION45_WINDOWSRATIO10%_SKYLIGHTRATIO20%.json
50 | 50 | 8 | 0 | 10% | 40% | 5000 | 28 | 28 | 1.32 | 0.33 | 51.7876 | 1.0992 | 52.8868 | WIDTH30_LENGTH30_HIGHT8_ORIENTATION90_WINDOWSRATIO10%_SKYLIGHTRATIO20%_3Dview.png | WIDTH30_LENGTH30_HIGHT8_ORIENTATION90_WINDOWSRATIO10%_SKYLIGHTRATIO20%.json
50 | 50 | 8 | 45 | 10% | 40% | 5000 | 28 | 28 | 1.32 | 0.33 | 51.7154 | 1.1377 | 52.8532 | WIDTH40_LENGTH30_HIGHT8_ORIENTATION90_WINDOWSRATIO10%_SKYLIGHTRATIO20%_3Dview.png | WIDTH40_LENGTH30_HIGHT8_ORIENTATION90_WINDOWSRATIO10%_SKYLIGHTRATIO20%.json
50 | 50 | 8 | 90 | 10% | 40% | 5000 | 28 | 28 | 1.32 | 0.33 | 51.7866 | 1.0989 | 52.8855 | WIDTH50_LENGTH30_HIGHT8_ORIENTATION90_WINDOWSRATIO10%_SKYLIGHTRATIO20%_3Dview.png | WIDTH50_LENGTH30_HIGHT8_ORIENTATION90_WINDOWSRATIO10%_SKYLIGHTRATIO20%.json
50 | 50 | 8 | 135 | 10% | 40% | 5000 | 28 | 28 | 1.32 | 0.33 | 51.6881 | 1.1584 | 52.8465 | WIDTH60_LENGTH30_HIGHT8_ORIENTATION90_WINDOWSRATIO10%_SKYLIGHTRATIO20%_3Dview.png | WIDTH60_LENGTH30_HIGHT8_ORIENTATION90_WINDOWSRATIO10%_SKYLIGHTRATIO20%.json
50 | 50 | 8 | 180 | 10% | 40% | 5000 | 28 | 28 | 1.32 | 0.33 | 51.7876 | 1.0992 | 52.8868 | WIDTH30_LENGTH40_HIGHT8_ORIENTATION90_WINDOWSRATIO10%_SKYLIGHTRATIO20%_3Dview.png | WIDTH30_LENGTH40_HIGHT8_ORIENTATION90_WINDOWSRATIO10%_SKYLIGHTRATIO20%.json
50 | 50 | 8 | 225 | 10% | 40% | 5000 | 28 | 28 | 1.32 | 0.33 | 51.6602 | 1.1619 | 52.8221 | WIDTH40_LENGTH40_HIGHT8_ORIENTATION90_WINDOWSRATIO10%_SKYLIGHTRATIO20%_3Dview.png | WIDTH40_LENGTH40_HIGHT8_ORIENTATION90_WINDOWSRATIO10%_SKYLIGHTRATIO20%.json
50 | 50 | 8 | 270 | 10% | 40% | 5000 | 28 | 28 | 1.32 | 0.33 | 51.7866 | 1.0989 | 52.8855 | WIDTH50_LENGTH40_HIGHT8_ORIENTATION90_WINDOWSRATIO10%_SKYLIGHTRATIO20%_3Dview.png | WIDTH50_LENGTH40_HIGHT8_ORIENTATION90_WINDOWSRATIO10%_SKYLIGHTRATIO20%.json
50 | 50 | 8 | 315 | 10% | 40% | 5000 | 28 | 28 | 1.32 | 0.33 | 51.7118 | 1.1375 | 52.8493 | WIDTH60_LENGTH40_HIGHT8_ORIENTATION90_WINDOWSRATIO10%_SKYLIGHTRATIO20%_3Dview.png | WIDTH60_LENGTH40_HIGHT8_ORIENTATION90_WINDOWSRATIO10%_SKYLIGHTRATIO20%.json
50 | 50 | 8 | 0 | 20% | 40% | 5000 | 28 | 28 | 1.32 | 0.33 | 52.434 | 0.93423 | 53.3683 | WIDTH30_LENGTH50_HIGHT8_ORIENTATION90_WINDOWSRATIO10%_SKYLIGHTRATIO20%_3Dview.png | WIDTH30_LENGTH50_HIGHT8_ORIENTATION90_WINDOWSRATIO10%_SKYLIGHTRATIO20%.json
50 | 50 | 8 | 45 | 20% | 40% | 5000 | 28 | 28 | 1.32 | 0.33 | 52.3486 | 0.97795 | 53.3265 | WIDTH40_LENGTH50_HIGHT8_ORIENTATION90_WINDOWSRATIO10%_SKYLIGHTRATIO20%_3Dview.png | WIDTH40_LENGTH50_HIGHT8_ORIENTATION90_WINDOWSRATIO10%_SKYLIGHTRATIO20%.json
50 | 50 | 8 | 90 | 20% | 40% | 5000 | 28 | 28 | 1.32 | 0.33 | 52.4328 | 0.93367 | 53.3665 | WIDTH50_LENGTH50_HIGHT8_ORIENTATION90_WINDOWSRATIO10%_SKYLIGHTRATIO20%_3Dview.png | WIDTH50_LENGTH50_HIGHT8_ORIENTATION90_WINDOWSRATIO10%_SKYLIGHTRATIO20%.json
50 | 50 | 8 | 135 | 20% | 40% | 5000 | 28 | 28 | 1.32 | 0.33 | 52.322 | 1.0023 | 53.3243 | WIDTH60_LENGTH50_HIGHT8_ORIENTATION90_WINDOWSRATIO10%_SKYLIGHTRATIO20%_3Dview.png | WIDTH60_LENGTH50_HIGHT8_ORIENTATION90_WINDOWSRATIO10%_SKYLIGHTRATIO20%.json
50 | 50 | 8 | 180 | 20% | 40% | 5000 | 28 | 28 | 1.32 | 0.33 | 52.434 | 0.93423 | 53.3683 | WIDTH30_LENGTH60_HIGHT8_ORIENTATION90_WINDOWSRATIO10%_SKYLIGHTRATIO20%_3Dview.png | WIDTH30_LENGTH60_HIGHT8_ORIENTATION90_WINDOWSRATIO10%_SKYLIGHTRATIO20%.json
50 | 50 | 8 | 225 | 20% | 40% | 5000 | 28 | 28 | 1.32 | 0.33 | 52.2999 | 1.0034 | 53.3033 | WIDTH40_LENGTH60_HIGHT8_ORIENTATION90_WINDOWSRATIO10%_SKYLIGHTRATIO20%_3Dview.png | WIDTH40_LENGTH60_HIGHT8_ORIENTATION90_WINDOWSRATIO10%_SKYLIGHTRATIO20%.json
50 | 50 | 8 | 270 | 20% | 40% | 5000 | 28 | 28 | 1.32 | 0.33 | 52.4328 | 0.93367 | 53.3665 | WIDTH50_LENGTH60_HIGHT8_ORIENTATION90_WINDOWSRATIO10%_SKYLIGHTRATIO20%_3Dview.png | WIDTH50_LENGTH60_HIGHT8_ORIENTATION90_WINDOWSRATIO10%_SKYLIGHTRATIO20%.json
50 | 50 | 8 | 315 | 20% | 40% | 5000 | 28 | 28 | 1.32 | 0.33 | 52.3457 | 0.97765 | 53.3233 | WIDTH60_LENGTH60_HIGHT8_ORIENTATION90_WINDOWSRATIO10%_SKYLIGHTRATIO20%_3Dview.png | WIDTH60_LENGTH60_HIGHT8_ORIENTATION90_WINDOWSRATIO10%_SKYLIGHTRATIO20%.json
50 | 50 | 8 | 0 | 30% | 40% | 5000 | 28 | 28 | 1.32 | 0.33 | 52.9401 | 0.80215 | 53.7423 | WIDTH30_LENGTH30_HIGHT12_ORIENTATION90_WINDOWSRATIO10%_SKYLIGHTRATIO20%_3Dview.png | WIDTH30_LENGTH30_HIGHT12_ORIENTATION90_WINDOWSRATIO10%_SKYLIGHTRATIO20%.json
50 | 50 | 8 | 45 | 30% | 40% | 5000 | 28 | 28 | 1.32 | 0.33 | 52.85 | 0.84818 | 53.6982 | WIDTH40_LENGTH30_HIGHT12_ORIENTATION90_WINDOWSRATIO10%_SKYLIGHTRATIO20%_3Dview.png | WIDTH40_LENGTH30_HIGHT12_ORIENTATION90_WINDOWSRATIO10%_SKYLIGHTRATIO20%.json
50 | 50 | 8 | 90 | 30% | 40% | 5000 | 28 | 28 | 1.32 | 0.33 | 52.939 | 0.80135 | 53.7404 | WIDTH50_LENGTH30_HIGHT12_ORIENTATION90_WINDOWSRATIO10%_SKYLIGHTRATIO20%_3Dview.png | WIDTH50_LENGTH30_HIGHT12_ORIENTATION90_WINDOWSRATIO10%_SKYLIGHTRATIO20%.json
50 | 50 | 8 | 135 | 30% | 40% | 5000 | 28 | 28 | 1.32 | 0.33 | 52.8246 | 0.87187 | 53.6965 | WIDTH60_LENGTH30_HIGHT12_ORIENTATION90_WINDOWSRATIO10%_SKYLIGHTRATIO20%_3Dview.png | WIDTH60_LENGTH30_HIGHT12_ORIENTATION90_WINDOWSRATIO10%_SKYLIGHTRATIO20%.json
50 | 50 | 8 | 180 | 30% | 40% | 5000 | 28 | 28 | 1.32 | 0.33 | 52.9401 | 0.80215 | 53.7423 | WIDTH30_LENGTH40_HIGHT12_ORIENTATION90_WINDOWSRATIO10%_SKYLIGHTRATIO20%_3Dview.png | WIDTH30_LENGTH40_HIGHT12_ORIENTATION90_WINDOWSRATIO10%_SKYLIGHTRATIO20%.json
50 | 50 | 8 | 225 | 30% | 40% | 5000 | 28 | 28 | 1.32 | 0.33 | 52.8115 | 0.86994 | 53.6814 | WIDTH40_LENGTH40_HIGHT12_ORIENTATION90_WINDOWSRATIO10%_SKYLIGHTRATIO20%_3Dview.png | WIDTH40_LENGTH40_HIGHT12_ORIENTATION90_WINDOWSRATIO10%_SKYLIGHTRATIO20%.json
50 | 50 | 8 | 270 | 30% | 40% | 5000 | 28 | 28 | 1.32 | 0.33 | 52.939 | 0.80135 | 53.7404 | WIDTH50_LENGTH40_HIGHT12_ORIENTATION90_WINDOWSRATIO10%_SKYLIGHTRATIO20%_3Dview.png | WIDTH50_LENGTH40_HIGHT12_ORIENTATION90_WINDOWSRATIO10%_SKYLIGHTRATIO20%.json
50 | 50 | 8 | 315 | 30% | 40% | 5000 | 28 | 28 | 1.32 | 0.33 | 52.8477 | 0.8479 | 53.6956 | WIDTH60_LENGTH40_HIGHT12_ORIENTATION90_WINDOWSRATIO10%_SKYLIGHTRATIO20%_3Dview.png | WIDTH60_LENGTH40_HIGHT12_ORIENTATION90_WINDOWSRATIO10%_SKYLIGHTRATIO20%.json
50 | 50 | 8 | 0 | 40% | 40% | 5000 | 28 | 28 | 1.32 | 0.33 | 53.3289 | 0.69754 | 54.0264 | WIDTH30_LENGTH50_HIGHT12_ORIENTATION90_WINDOWSRATIO10%_SKYLIGHTRATIO20%_3Dview.png | WIDTH30_LENGTH50_HIGHT12_ORIENTATION90_WINDOWSRATIO10%_SKYLIGHTRATIO20%.json
50 | 50 | 8 | 45 | 40% | 40% | 5000 | 28 | 28 | 1.32 | 0.33 | 53.2348 | 0.74568 | 53.9804 | WIDTH40_LENGTH50_HIGHT12_ORIENTATION90_WINDOWSRATIO10%_SKYLIGHTRATIO20%_3Dview.png | WIDTH40_LENGTH50_HIGHT12_ORIENTATION90_WINDOWSRATIO10%_SKYLIGHTRATIO20%.json
50 | 50 | 8 | 90 | 40% | 40% | 5000 | 28 | 28 | 1.32 | 0.33 | 53.3278 | 0.69634 | 54.0242 | WIDTH50_LENGTH50_HIGHT12_ORIENTATION90_WINDOWSRATIO10%_SKYLIGHTRATIO20%_3Dview.png | WIDTH50_LENGTH50_HIGHT12_ORIENTATION90_WINDOWSRATIO10%_SKYLIGHTRATIO20%.json
50 | 50 | 8 | 135 | 40% | 40% | 5000 | 28 | 28 | 1.32 | 0.33 | 53.2118 | 0.76681 | 53.9786 | WIDTH60_LENGTH50_HIGHT12_ORIENTATION90_WINDOWSRATIO10%_SKYLIGHTRATIO20%_3Dview.png | WIDTH60_LENGTH50_HIGHT12_ORIENTATION90_WINDOWSRATIO10%_SKYLIGHTRATIO20%.json
50 | 50 | 8 | 180 | 40% | 40% | 5000 | 28 | 28 | 1.32 | 0.33 | 53.3289 | 0.69754 | 54.0264 | WIDTH30_LENGTH60_HIGHT12_ORIENTATION90_WINDOWSRATIO10%_SKYLIGHTRATIO20%_3Dview.png | WIDTH30_LENGTH60_HIGHT12_ORIENTATION90_WINDOWSRATIO10%_SKYLIGHTRATIO20%.json
50 | 50 | 8 | 225 | 40% | 40% | 5000 | 28 | 28 | 1.32 | 0.33 | 53.1999 | 0.76604 | 53.966 | WIDTH40_LENGTH60_HIGHT12_ORIENTATION90_WINDOWSRATIO10%_SKYLIGHTRATIO20%_3Dview.png | WIDTH40_LENGTH60_HIGHT12_ORIENTATION90_WINDOWSRATIO10%_SKYLIGHTRATIO20%.json
50 | 50 | 8 | 270 | 40% | 40% | 5000 | 28 | 28 | 1.32 | 0.33 | 53.3278 | 0.69634 | 54.0242 | WIDTH50_LENGTH60_HIGHT12_ORIENTATION90_WINDOWSRATIO10%_SKYLIGHTRATIO20%_3Dview.png | WIDTH50_LENGTH60_HIGHT12_ORIENTATION90_WINDOWSRATIO10%_SKYLIGHTRATIO20%.json
50 | 50 | 8 | 315 | 40% | 40% | 5000 | 28 | 28 | 1.32 | 0.33 | 53.2325 | 0.74547 | 53.978 | WIDTH60_LENGTH60_HIGHT12_ORIENTATION90_WINDOWSRATIO10%_SKYLIGHTRATIO20%_3Dview.png | WIDTH60_LENGTH60_HIGHT12_ORIENTATION90_WINDOWSRATIO10%_SKYLIGHTRATIO20%.json
60 | 50 | 8 | 0 | 10% | 10% | 6000 | 28 | 38 | 1.2933 | 0.32333 | 44.0501 | 1.4402 | 45.4903 | WIDTH30_LENGTH30_HIGHT16_ORIENTATION90_WINDOWSRATIO10%_SKYLIGHTRATIO20%_3Dview.png | WIDTH30_LENGTH30_HIGHT16_ORIENTATION90_WINDOWSRATIO10%_SKYLIGHTRATIO20%.json
50 | 60 | 8 | 0 | 10% | 10% | 6000 | 38 | 28 | 1.2933 | 0.32333 | 44.0508 | 1.452 | 45.5028 | WIDTH40_LENGTH30_HIGHT16_ORIENTATION90_WINDOWSRATIO10%_SKYLIGHTRATIO20%_3Dview.png | WIDTH40_LENGTH30_HIGHT16_ORIENTATION90_WINDOWSRATIO10%_SKYLIGHTRATIO20%.json
60 | 50 | 8 | 45 | 10% | 10% | 6000 | 28 | 38 | 1.2933 | 0.32333 | 43.9574 | 1.4915 | 45.4488 | WIDTH50_LENGTH30_HIGHT16_ORIENTATION90_WINDOWSRATIO10%_SKYLIGHTRATIO20%_3Dview.png | WIDTH50_LENGTH30_HIGHT16_ORIENTATION90_WINDOWSRATIO10%_SKYLIGHTRATIO20%.json
50 | 60 | 8 | 45 | 10% | 10% | 6000 | 38 | 28 | 1.2933 | 0.32333 | 43.9699 | 1.4848 | 45.4546 | WIDTH60_LENGTH30_HIGHT16_ORIENTATION90_WINDOWSRATIO10%_SKYLIGHTRATIO20%_3Dview.png | WIDTH60_LENGTH30_HIGHT16_ORIENTATION90_WINDOWSRATIO10%_SKYLIGHTRATIO20%.json
60 | 50 | 8 | 90 | 10% | 10% | 6000 | 28 | 38 | 1.2933 | 0.32333 | 44.0494 | 1.4514 | 45.5007 | WIDTH30_LENGTH40_HIGHT16_ORIENTATION90_WINDOWSRATIO10%_SKYLIGHTRATIO20%_3Dview.png | WIDTH30_LENGTH40_HIGHT16_ORIENTATION90_WINDOWSRATIO10%_SKYLIGHTRATIO20%.json
50 | 60 | 8 | 90 | 10% | 10% | 6000 | 38 | 28 | 1.2933 | 0.32333 | 44.0482 | 1.439 | 45.4873 | WIDTH40_LENGTH40_HIGHT16_ORIENTATION90_WINDOWSRATIO10%_SKYLIGHTRATIO20%_3Dview.png | WIDTH40_LENGTH40_HIGHT16_ORIENTATION90_WINDOWSRATIO10%_SKYLIGHTRATIO20%.json
60 | 50 | 8 | 135 | 10% | 10% | 6000 | 28 | 38 | 1.2933 | 0.32333 | 43.968 | 1.4866 | 45.4545 | WIDTH50_LENGTH40_HIGHT16_ORIENTATION90_WINDOWSRATIO10%_SKYLIGHTRATIO20%_3Dview.png | WIDTH50_LENGTH40_HIGHT16_ORIENTATION90_WINDOWSRATIO10%_SKYLIGHTRATIO20%.json
50 | 60 | 8 | 135 | 10% | 10% | 6000 | 38 | 28 | 1.2933 | 0.32333 | 43.9672 | 1.4871 | 45.4543 | WIDTH60_LENGTH40_HIGHT16_ORIENTATION90_WINDOWSRATIO10%_SKYLIGHTRATIO20%_3Dview.png | WIDTH60_LENGTH40_HIGHT16_ORIENTATION90_WINDOWSRATIO10%_SKYLIGHTRATIO20%.json
60 | 50 | 8 | 180 | 10% | 10% | 6000 | 28 | 38 | 1.2933 | 0.32333 | 44.0501 | 1.4402 | 45.4903 | WIDTH30_LENGTH50_HIGHT16_ORIENTATION90_WINDOWSRATIO10%_SKYLIGHTRATIO20%_3Dview.png | WIDTH30_LENGTH50_HIGHT16_ORIENTATION90_WINDOWSRATIO10%_SKYLIGHTRATIO20%.json
50 | 60 | 8 | 180 | 10% | 10% | 6000 | 38 | 28 | 1.2933 | 0.32333 | 44.0508 | 1.452 | 45.5028 | WIDTH40_LENGTH50_HIGHT16_ORIENTATION90_WINDOWSRATIO10%_SKYLIGHTRATIO20%_3Dview.png | WIDTH40_LENGTH50_HIGHT16_ORIENTATION90_WINDOWSRATIO10%_SKYLIGHTRATIO20%.json
60 | 50 | 8 | 225 | 10% | 10% | 6000 | 28 | 38 | 1.2933 | 0.32333 | 43.9664 | 1.4882 | 45.4546 | WIDTH50_LENGTH50_HIGHT16_ORIENTATION90_WINDOWSRATIO10%_SKYLIGHTRATIO20%_3Dview.png | WIDTH50_LENGTH50_HIGHT16_ORIENTATION90_WINDOWSRATIO10%_SKYLIGHTRATIO20%.json
50 | 60 | 8 | 225 | 10% | 10% | 6000 | 38 | 28 | 1.2933 | 0.32333 | 43.9659 | 1.486 | 45.4519 | WIDTH60_LENGTH50_HIGHT16_ORIENTATION90_WINDOWSRATIO10%_SKYLIGHTRATIO20%_3Dview.png | WIDTH60_LENGTH50_HIGHT16_ORIENTATION90_WINDOWSRATIO10%_SKYLIGHTRATIO20%.json
60 | 50 | 8 | 270 | 10% | 10% | 6000 | 28 | 38 | 1.2933 | 0.32333 | 44.0494 | 1.4514 | 45.5007 | WIDTH30_LENGTH60_HIGHT16_ORIENTATION90_WINDOWSRATIO10%_SKYLIGHTRATIO20%_3Dview.png | WIDTH30_LENGTH60_HIGHT16_ORIENTATION90_WINDOWSRATIO10%_SKYLIGHTRATIO20%.json
50 | 60 | 8 | 270 | 10% | 10% | 6000 | 38 | 28 | 1.2933 | 0.32333 | 44.0482 | 1.439 | 45.4873 | WIDTH40_LENGTH60_HIGHT16_ORIENTATION90_WINDOWSRATIO10%_SKYLIGHTRATIO20%_3Dview.png | WIDTH40_LENGTH60_HIGHT16_ORIENTATION90_WINDOWSRATIO10%_SKYLIGHTRATIO20%.json
60 | 50 | 8 | 315 | 10% | 10% | 6000 | 28 | 38 | 1.2933 | 0.32333 | 43.9682 | 1.485 | 45.4532 | WIDTH50_LENGTH60_HIGHT16_ORIENTATION90_WINDOWSRATIO10%_SKYLIGHTRATIO20%_3Dview.png | WIDTH50_LENGTH60_HIGHT16_ORIENTATION90_WINDOWSRATIO10%_SKYLIGHTRATIO20%.json
50 | 60 | 8 | 315 | 10% | 10% | 6000 | 38 | 28 | 1.2933 | 0.32333 | 43.964 | 1.4883 | 45.4523 | WIDTH60_LENGTH60_HIGHT16_ORIENTATION90_WINDOWSRATIO10%_SKYLIGHTRATIO20%_3Dview.png | WIDTH60_LENGTH60_HIGHT16_ORIENTATION90_WINDOWSRATIO10%_SKYLIGHTRATIO20%.json
60 | 50 | 8 | 0 | 20% | 10% | 6000 | 28 | 38 | 1.2933 | 0.32333 | 44.8329 | 1.2627 | 46.0956 | WIDTH30_LENGTH30_HIGHT8_ORIENTATION135_WINDOWSRATIO10%_SKYLIGHTRATIO20%_3Dview.png | WIDTH30_LENGTH30_HIGHT8_ORIENTATION135_WINDOWSRATIO10%_SKYLIGHTRATIO20%.json
50 | 60 | 8 | 0 | 20% | 10% | 6000 | 38 | 28 | 1.2933 | 0.32333 | 44.8315 | 1.2784 | 46.1098 | WIDTH40_LENGTH30_HIGHT8_ORIENTATION135_WINDOWSRATIO10%_SKYLIGHTRATIO20%_3Dview.png | WIDTH40_LENGTH30_HIGHT8_ORIENTATION135_WINDOWSRATIO10%_SKYLIGHTRATIO20%.json
60 | 50 | 8 | 45 | 20% | 10% | 6000 | 28 | 38 | 1.2933 | 0.32333 | 44.7348 | 1.3236 | 46.0584 | WIDTH50_LENGTH30_HIGHT8_ORIENTATION135_WINDOWSRATIO10%_SKYLIGHTRATIO20%_3Dview.png | WIDTH50_LENGTH30_HIGHT8_ORIENTATION135_WINDOWSRATIO10%_SKYLIGHTRATIO20%.json
50 | 60 | 8 | 45 | 20% | 10% | 6000 | 38 | 28 | 1.2933 | 0.32333 | 44.7467 | 1.3176 | 46.0643 | WIDTH60_LENGTH30_HIGHT8_ORIENTATION135_WINDOWSRATIO10%_SKYLIGHTRATIO20%_3Dview.png | WIDTH60_LENGTH30_HIGHT8_ORIENTATION135_WINDOWSRATIO10%_SKYLIGHTRATIO20%.json
60 | 50 | 8 | 90 | 20% | 10% | 6000 | 28 | 38 | 1.2933 | 0.32333 | 44.83 | 1.2779 | 46.1079 | WIDTH30_LENGTH40_HIGHT8_ORIENTATION135_WINDOWSRATIO10%_SKYLIGHTRATIO20%_3Dview.png | WIDTH30_LENGTH40_HIGHT8_ORIENTATION135_WINDOWSRATIO10%_SKYLIGHTRATIO20%.json
50 | 60 | 8 | 90 | 20% | 10% | 6000 | 38 | 28 | 1.2933 | 0.32333 | 44.8318 | 1.2623 | 46.0941 | WIDTH40_LENGTH40_HIGHT8_ORIENTATION135_WINDOWSRATIO10%_SKYLIGHTRATIO20%_3Dview.png | WIDTH40_LENGTH40_HIGHT8_ORIENTATION135_WINDOWSRATIO10%_SKYLIGHTRATIO20%.json
60 | 50 | 8 | 135 | 20% | 10% | 6000 | 28 | 38 | 1.2933 | 0.32333 | 44.7434 | 1.3193 | 46.0627 | WIDTH50_LENGTH40_HIGHT8_ORIENTATION135_WINDOWSRATIO10%_SKYLIGHTRATIO20%_3Dview.png | WIDTH50_LENGTH40_HIGHT8_ORIENTATION135_WINDOWSRATIO10%_SKYLIGHTRATIO20%.json
50 | 60 | 8 | 135 | 20% | 10% | 6000 | 38 | 28 | 1.2933 | 0.32333 | 44.7444 | 1.3197 | 46.0641 | WIDTH60_LENGTH40_HIGHT8_ORIENTATION135_WINDOWSRATIO10%_SKYLIGHTRATIO20%_3Dview.png | WIDTH60_LENGTH40_HIGHT8_ORIENTATION135_WINDOWSRATIO10%_SKYLIGHTRATIO20%.json
60 | 50 | 8 | 180 | 20% | 10% | 6000 | 28 | 38 | 1.2933 | 0.32333 | 44.8329 | 1.2627 | 46.0956 | WIDTH30_LENGTH50_HIGHT8_ORIENTATION135_WINDOWSRATIO10%_SKYLIGHTRATIO20%_3Dview.png | WIDTH30_LENGTH50_HIGHT8_ORIENTATION135_WINDOWSRATIO10%_SKYLIGHTRATIO20%.json
50 | 60 | 8 | 180 | 20% | 10% | 6000 | 38 | 28 | 1.2933 | 0.32333 | 44.8315 | 1.2784 | 46.1098 | WIDTH40_LENGTH50_HIGHT8_ORIENTATION135_WINDOWSRATIO10%_SKYLIGHTRATIO20%_3Dview.png | WIDTH40_LENGTH50_HIGHT8_ORIENTATION135_WINDOWSRATIO10%_SKYLIGHTRATIO20%.json
60 | 50 | 8 | 225 | 20% | 10% | 6000 | 28 | 38 | 1.2933 | 0.32333 | 44.7431 | 1.3207 | 46.0639 | WIDTH50_LENGTH50_HIGHT8_ORIENTATION135_WINDOWSRATIO10%_SKYLIGHTRATIO20%_3Dview.png | WIDTH50_LENGTH50_HIGHT8_ORIENTATION135_WINDOWSRATIO10%_SKYLIGHTRATIO20%.json
50 | 60 | 8 | 225 | 20% | 10% | 6000 | 38 | 28 | 1.2933 | 0.32333 | 44.7427 | 1.3187 | 46.0614 | WIDTH60_LENGTH50_HIGHT8_ORIENTATION135_WINDOWSRATIO10%_SKYLIGHTRATIO20%_3Dview.png | WIDTH60_LENGTH50_HIGHT8_ORIENTATION135_WINDOWSRATIO10%_SKYLIGHTRATIO20%.json
60 | 50 | 8 | 270 | 20% | 10% | 6000 | 28 | 38 | 1.2933 | 0.32333 | 44.83 | 1.2779 | 46.1079 | WIDTH30_LENGTH60_HIGHT8_ORIENTATION135_WINDOWSRATIO10%_SKYLIGHTRATIO20%_3Dview.png | WIDTH30_LENGTH60_HIGHT8_ORIENTATION135_WINDOWSRATIO10%_SKYLIGHTRATIO20%.json
50 | 60 | 8 | 270 | 20% | 10% | 6000 | 38 | 28 | 1.2933 | 0.32333 | 44.8318 | 1.2623 | 46.0941 | WIDTH40_LENGTH60_HIGHT8_ORIENTATION135_WINDOWSRATIO10%_SKYLIGHTRATIO20%_3Dview.png | WIDTH40_LENGTH60_HIGHT8_ORIENTATION135_WINDOWSRATIO10%_SKYLIGHTRATIO20%.json
60 | 50 | 8 | 315 | 20% | 10% | 6000 | 28 | 38 | 1.2933 | 0.32333 | 44.7449 | 1.3179 | 46.0628 | WIDTH50_LENGTH60_HIGHT8_ORIENTATION135_WINDOWSRATIO10%_SKYLIGHTRATIO20%_3Dview.png | WIDTH50_LENGTH60_HIGHT8_ORIENTATION135_WINDOWSRATIO10%_SKYLIGHTRATIO20%.json
50 | 60 | 8 | 315 | 20% | 10% | 6000 | 38 | 28 | 1.2933 | 0.32333 | 44.7409 | 1.3209 | 46.0618 | WIDTH60_LENGTH60_HIGHT8_ORIENTATION135_WINDOWSRATIO10%_SKYLIGHTRATIO20%_3Dview.png | WIDTH60_LENGTH60_HIGHT8_ORIENTATION135_WINDOWSRATIO10%_SKYLIGHTRATIO20%.json
60 | 50 | 8 | 0 | 30% | 10% | 6000 | 28 | 38 | 1.2933 | 0.32333 | 45.4491 | 1.1138 | 46.5629 | WIDTH30_LENGTH30_HIGHT12_ORIENTATION135_WINDOWSRATIO10%_SKYLIGHTRATIO20%_3Dview.png | WIDTH30_LENGTH30_HIGHT12_ORIENTATION135_WINDOWSRATIO10%_SKYLIGHTRATIO20%.json
50 | 60 | 8 | 0 | 30% | 10% | 6000 | 38 | 28 | 1.2933 | 0.32333 | 45.4401 | 1.13 | 46.57 | WIDTH40_LENGTH30_HIGHT12_ORIENTATION135_WINDOWSRATIO10%_SKYLIGHTRATIO20%_3Dview.png | WIDTH40_LENGTH30_HIGHT12_ORIENTATION135_WINDOWSRATIO10%_SKYLIGHTRATIO20%.json
60 | 50 | 8 | 45 | 30% | 10% | 6000 | 28 | 38 | 1.2933 | 0.32333 | 45.3419 | 1.1797 | 46.5215 | WIDTH50_LENGTH30_HIGHT12_ORIENTATION135_WINDOWSRATIO10%_SKYLIGHTRATIO20%_3Dview.png | WIDTH50_LENGTH30_HIGHT12_ORIENTATION135_WINDOWSRATIO10%_SKYLIGHTRATIO20%.json
50 | 60 | 8 | 45 | 30% | 10% | 6000 | 38 | 28 | 1.2933 | 0.32333 | 45.3487 | 1.1734 | 46.5221 | WIDTH60_LENGTH30_HIGHT12_ORIENTATION135_WINDOWSRATIO10%_SKYLIGHTRATIO20%_3Dview.png | WIDTH60_LENGTH30_HIGHT12_ORIENTATION135_WINDOWSRATIO10%_SKYLIGHTRATIO20%.json
60 | 50 | 8 | 90 | 30% | 10% | 6000 | 28 | 38 | 1.2933 | 0.32333 | 45.4389 | 1.1293 | 46.5682 | WIDTH30_LENGTH40_HIGHT12_ORIENTATION135_WINDOWSRATIO10%_SKYLIGHTRATIO20%_3Dview.png | WIDTH30_LENGTH40_HIGHT12_ORIENTATION135_WINDOWSRATIO10%_SKYLIGHTRATIO20%.json
50 | 60 | 8 | 90 | 30% | 10% | 6000 | 38 | 28 | 1.2933 | 0.32333 | 45.4467 | 1.1124 | 46.5592 | WIDTH40_LENGTH40_HIGHT12_ORIENTATION135_WINDOWSRATIO10%_SKYLIGHTRATIO20%_3Dview.png | WIDTH40_LENGTH40_HIGHT12_ORIENTATION135_WINDOWSRATIO10%_SKYLIGHTRATIO20%.json
60 | 50 | 8 | 135 | 30% | 10% | 6000 | 28 | 38 | 1.2933 | 0.32333 | 45.3466 | 1.1747 | 46.5213 | WIDTH50_LENGTH40_HIGHT12_ORIENTATION135_WINDOWSRATIO10%_SKYLIGHTRATIO20%_3Dview.png | WIDTH50_LENGTH40_HIGHT12_ORIENTATION135_WINDOWSRATIO10%_SKYLIGHTRATIO20%.json
50 | 60 | 8 | 135 | 30% | 10% | 6000 | 38 | 28 | 1.2933 | 0.32333 | 45.3457 | 1.1762 | 46.5219 | WIDTH60_LENGTH40_HIGHT12_ORIENTATION135_WINDOWSRATIO10%_SKYLIGHTRATIO20%_3Dview.png | WIDTH60_LENGTH40_HIGHT12_ORIENTATION135_WINDOWSRATIO10%_SKYLIGHTRATIO20%.json
60 | 50 | 8 | 180 | 30% | 10% | 6000 | 28 | 38 | 1.2933 | 0.32333 | 45.4491 | 1.1138 | 46.5629 | WIDTH30_LENGTH50_HIGHT12_ORIENTATION135_WINDOWSRATIO10%_SKYLIGHTRATIO20%_3Dview.png | WIDTH30_LENGTH50_HIGHT12_ORIENTATION135_WINDOWSRATIO10%_SKYLIGHTRATIO20%.json
50 | 60 | 8 | 180 | 30% | 10% | 6000 | 38 | 28 | 1.2933 | 0.32333 | 45.4401 | 1.13 | 46.57 | WIDTH40_LENGTH50_HIGHT12_ORIENTATION135_WINDOWSRATIO10%_SKYLIGHTRATIO20%_3Dview.png | WIDTH40_LENGTH50_HIGHT12_ORIENTATION135_WINDOWSRATIO10%_SKYLIGHTRATIO20%.json
60 | 50 | 8 | 225 | 30% | 10% | 6000 | 28 | 38 | 1.2933 | 0.32333 | 45.3476 | 1.1771 | 46.5248 | WIDTH50_LENGTH50_HIGHT12_ORIENTATION135_WINDOWSRATIO10%_SKYLIGHTRATIO20%_3Dview.png | WIDTH50_LENGTH50_HIGHT12_ORIENTATION135_WINDOWSRATIO10%_SKYLIGHTRATIO20%.json
50 | 60 | 8 | 225 | 30% | 10% | 6000 | 38 | 28 | 1.2933 | 0.32333 | 45.3456 | 1.1744 | 46.5201 | WIDTH60_LENGTH50_HIGHT12_ORIENTATION135_WINDOWSRATIO10%_SKYLIGHTRATIO20%_3Dview.png | WIDTH60_LENGTH50_HIGHT12_ORIENTATION135_WINDOWSRATIO10%_SKYLIGHTRATIO20%.json
60 | 50 | 8 | 270 | 30% | 10% | 6000 | 28 | 38 | 1.2933 | 0.32333 | 45.4389 | 1.1293 | 46.5682 | WIDTH30_LENGTH60_HIGHT12_ORIENTATION135_WINDOWSRATIO10%_SKYLIGHTRATIO20%_3Dview.png | WIDTH30_LENGTH60_HIGHT12_ORIENTATION135_WINDOWSRATIO10%_SKYLIGHTRATIO20%.json
50 | 60 | 8 | 270 | 30% | 10% | 6000 | 38 | 28 | 1.2933 | 0.32333 | 45.4467 | 1.1124 | 46.5592 | WIDTH40_LENGTH60_HIGHT12_ORIENTATION135_WINDOWSRATIO10%_SKYLIGHTRATIO20%_3Dview.png | WIDTH40_LENGTH60_HIGHT12_ORIENTATION135_WINDOWSRATIO10%_SKYLIGHTRATIO20%.json
60 | 50 | 8 | 315 | 30% | 10% | 6000 | 28 | 38 | 1.2933 | 0.32333 | 45.3468 | 1.1738 | 46.5206 | WIDTH50_LENGTH60_HIGHT12_ORIENTATION135_WINDOWSRATIO10%_SKYLIGHTRATIO20%_3Dview.png | WIDTH50_LENGTH60_HIGHT12_ORIENTATION135_WINDOWSRATIO10%_SKYLIGHTRATIO20%.json
50 | 60 | 8 | 315 | 30% | 10% | 6000 | 38 | 28 | 1.2933 | 0.32333 | 45.346 | 1.1773 | 46.5233 | WIDTH60_LENGTH60_HIGHT12_ORIENTATION135_WINDOWSRATIO10%_SKYLIGHTRATIO20%_3Dview.png | WIDTH60_LENGTH60_HIGHT12_ORIENTATION135_WINDOWSRATIO10%_SKYLIGHTRATIO20%.json
60 | 50 | 8 | 0 | 40% | 10% | 6000 | 28 | 38 | 1.2933 | 0.32333 | 45.9473 | 0.98507 | 46.9323 | WIDTH30_LENGTH30_HIGHT16_ORIENTATION135_WINDOWSRATIO10%_SKYLIGHTRATIO20%_3Dview.png | WIDTH30_LENGTH30_HIGHT16_ORIENTATION135_WINDOWSRATIO10%_SKYLIGHTRATIO20%.json
50 | 60 | 8 | 0 | 40% | 10% | 6000 | 38 | 28 | 1.2933 | 0.32333 | 45.9342 | 1.0032 | 46.9374 | WIDTH40_LENGTH30_HIGHT16_ORIENTATION135_WINDOWSRATIO10%_SKYLIGHTRATIO20%_3Dview.png | WIDTH40_LENGTH30_HIGHT16_ORIENTATION135_WINDOWSRATIO10%_SKYLIGHTRATIO20%.json
60 | 50 | 8 | 45 | 40% | 10% | 6000 | 28 | 38 | 1.2933 | 0.32333 | 45.8245 | 1.057 | 46.8815 | WIDTH50_LENGTH30_HIGHT16_ORIENTATION135_WINDOWSRATIO10%_SKYLIGHTRATIO20%_3Dview.png | WIDTH50_LENGTH30_HIGHT16_ORIENTATION135_WINDOWSRATIO10%_SKYLIGHTRATIO20%.json
50 | 60 | 8 | 45 | 40% | 10% | 6000 | 38 | 28 | 1.2933 | 0.32333 | 45.8365 | 1.053 | 46.8895 | WIDTH60_LENGTH30_HIGHT16_ORIENTATION135_WINDOWSRATIO10%_SKYLIGHTRATIO20%_3Dview.png | WIDTH60_LENGTH30_HIGHT16_ORIENTATION135_WINDOWSRATIO10%_SKYLIGHTRATIO20%.json
60 | 50 | 8 | 90 | 40% | 10% | 6000 | 28 | 38 | 1.2933 | 0.32333 | 45.9329 | 1.0025 | 46.9354 | WIDTH30_LENGTH40_HIGHT16_ORIENTATION135_WINDOWSRATIO10%_SKYLIGHTRATIO20%_3Dview.png | WIDTH30_LENGTH40_HIGHT16_ORIENTATION135_WINDOWSRATIO10%_SKYLIGHTRATIO20%.json
50 | 60 | 8 | 90 | 40% | 10% | 6000 | 38 | 28 | 1.2933 | 0.32333 | 45.9463 | 0.98494 | 46.9312 | WIDTH40_LENGTH40_HIGHT16_ORIENTATION135_WINDOWSRATIO10%_SKYLIGHTRATIO20%_3Dview.png | WIDTH40_LENGTH40_HIGHT16_ORIENTATION135_WINDOWSRATIO10%_SKYLIGHTRATIO20%.json
60 | 50 | 8 | 135 | 40% | 10% | 6000 | 28 | 38 | 1.2933 | 0.32333 | 45.8355 | 1.0534 | 46.8889 | WIDTH50_LENGTH40_HIGHT16_ORIENTATION135_WINDOWSRATIO10%_SKYLIGHTRATIO20%_3Dview.png | WIDTH50_LENGTH40_HIGHT16_ORIENTATION135_WINDOWSRATIO10%_SKYLIGHTRATIO20%.json
50 | 60 | 8 | 135 | 40% | 10% | 6000 | 38 | 28 | 1.2933 | 0.32333 | 45.833 | 1.0545 | 46.8875 | WIDTH60_LENGTH40_HIGHT16_ORIENTATION135_WINDOWSRATIO10%_SKYLIGHTRATIO20%_3Dview.png | WIDTH60_LENGTH40_HIGHT16_ORIENTATION135_WINDOWSRATIO10%_SKYLIGHTRATIO20%.json
60 | 50 | 8 | 180 | 40% | 10% | 6000 | 28 | 38 | 1.2933 | 0.32333 | 45.9473 | 0.98507 | 46.9323 | WIDTH30_LENGTH50_HIGHT16_ORIENTATION135_WINDOWSRATIO10%_SKYLIGHTRATIO20%_3Dview.png | WIDTH30_LENGTH50_HIGHT16_ORIENTATION135_WINDOWSRATIO10%_SKYLIGHTRATIO20%.json
50 | 60 | 8 | 180 | 40% | 10% | 6000 | 38 | 28 | 1.2933 | 0.32333 | 45.9342 | 1.0032 | 46.9374 | WIDTH40_LENGTH50_HIGHT16_ORIENTATION135_WINDOWSRATIO10%_SKYLIGHTRATIO20%_3Dview.png | WIDTH40_LENGTH50_HIGHT16_ORIENTATION135_WINDOWSRATIO10%_SKYLIGHTRATIO20%.json
60 | 50 | 8 | 225 | 40% | 10% | 6000 | 28 | 38 | 1.2933 | 0.32333 | 45.8324 | 1.0554 | 46.8878 | WIDTH50_LENGTH50_HIGHT16_ORIENTATION135_WINDOWSRATIO10%_SKYLIGHTRATIO20%_3Dview.png | WIDTH50_LENGTH50_HIGHT16_ORIENTATION135_WINDOWSRATIO10%_SKYLIGHTRATIO20%.json
50 | 60 | 8 | 225 | 40% | 10% | 6000 | 38 | 28 | 1.2933 | 0.32333 | 45.8341 | 1.0539 | 46.888 | WIDTH60_LENGTH50_HIGHT16_ORIENTATION135_WINDOWSRATIO10%_SKYLIGHTRATIO20%_3Dview.png | WIDTH60_LENGTH50_HIGHT16_ORIENTATION135_WINDOWSRATIO10%_SKYLIGHTRATIO20%.json
60 | 50 | 8 | 270 | 40% | 10% | 6000 | 28 | 38 | 1.2933 | 0.32333 | 45.9329 | 1.0025 | 46.9354 | WIDTH30_LENGTH60_HIGHT16_ORIENTATION135_WINDOWSRATIO10%_SKYLIGHTRATIO20%_3Dview.png | WIDTH30_LENGTH60_HIGHT16_ORIENTATION135_WINDOWSRATIO10%_SKYLIGHTRATIO20%.json
50 | 60 | 8 | 270 | 40% | 10% | 6000 | 38 | 28 | 1.2933 | 0.32333 | 45.9463 | 0.98494 | 46.9312 | WIDTH40_LENGTH60_HIGHT16_ORIENTATION135_WINDOWSRATIO10%_SKYLIGHTRATIO20%_3Dview.png | WIDTH40_LENGTH60_HIGHT16_ORIENTATION135_WINDOWSRATIO10%_SKYLIGHTRATIO20%.json
60 | 50 | 8 | 315 | 40% | 10% | 6000 | 28 | 38 | 1.2933 | 0.32333 | 45.8357 | 1.0533 | 46.8891 | WIDTH50_LENGTH60_HIGHT16_ORIENTATION135_WINDOWSRATIO10%_SKYLIGHTRATIO20%_3Dview.png | WIDTH50_LENGTH60_HIGHT16_ORIENTATION135_WINDOWSRATIO10%_SKYLIGHTRATIO20%.json
50 | 60 | 8 | 315 | 40% | 10% | 6000 | 38 | 28 | 1.2933 | 0.32333 | 45.831 | 1.0555 | 46.8866 | WIDTH60_LENGTH60_HIGHT16_ORIENTATION135_WINDOWSRATIO10%_SKYLIGHTRATIO20%_3Dview.png | WIDTH60_LENGTH60_HIGHT16_ORIENTATION135_WINDOWSRATIO10%_SKYLIGHTRATIO20%.json
60 | 50 | 8 | 0 | 10% | 20% | 6000 | 28 | 38 | 1.2933 | 0.32333 | 48.4154 | 1.2743 | 49.6897 | WIDTH30_LENGTH30_HIGHT8_ORIENTATION180_WINDOWSRATIO10%_SKYLIGHTRATIO20%_3Dview.png | WIDTH30_LENGTH30_HIGHT8_ORIENTATION180_WINDOWSRATIO10%_SKYLIGHTRATIO20%.json
50 | 60 | 8 | 0 | 10% | 20% | 6000 | 38 | 28 | 1.2933 | 0.32333 | 48.4124 | 1.286 | 49.6983 | WIDTH40_LENGTH30_HIGHT8_ORIENTATION180_WINDOWSRATIO10%_SKYLIGHTRATIO20%_3Dview.png | WIDTH40_LENGTH30_HIGHT8_ORIENTATION180_WINDOWSRATIO10%_SKYLIGHTRATIO20%.json
60 | 50 | 8 | 45 | 10% | 20% | 6000 | 28 | 38 | 1.2933 | 0.32333 | 48.3355 | 1.3199 | 49.6553 | WIDTH50_LENGTH30_HIGHT8_ORIENTATION180_WINDOWSRATIO10%_SKYLIGHTRATIO20%_3Dview.png | WIDTH50_LENGTH30_HIGHT8_ORIENTATION180_WINDOWSRATIO10%_SKYLIGHTRATIO20%.json
50 | 60 | 8 | 45 | 10% | 20% | 6000 | 38 | 28 | 1.2933 | 0.32333 | 48.3128 | 1.3261 | 49.6389 | WIDTH60_LENGTH30_HIGHT8_ORIENTATION180_WINDOWSRATIO10%_SKYLIGHTRATIO20%_3Dview.png | WIDTH60_LENGTH30_HIGHT8_ORIENTATION180_WINDOWSRATIO10%_SKYLIGHTRATIO20%.json
60 | 50 | 8 | 90 | 10% | 20% | 6000 | 28 | 38 | 1.2933 | 0.32333 | 48.4129 | 1.2856 | 49.6984 | WIDTH30_LENGTH40_HIGHT8_ORIENTATION180_WINDOWSRATIO10%_SKYLIGHTRATIO20%_3Dview.png | WIDTH30_LENGTH40_HIGHT8_ORIENTATION180_WINDOWSRATIO10%_SKYLIGHTRATIO20%.json
50 | 60 | 8 | 90 | 10% | 20% | 6000 | 38 | 28 | 1.2933 | 0.32333 | 48.4149 | 1.2727 | 49.6877 | WIDTH40_LENGTH40_HIGHT8_ORIENTATION180_WINDOWSRATIO10%_SKYLIGHTRATIO20%_3Dview.png | WIDTH40_LENGTH40_HIGHT8_ORIENTATION180_WINDOWSRATIO10%_SKYLIGHTRATIO20%.json
60 | 50 | 8 | 135 | 10% | 20% | 6000 | 28 | 38 | 1.2933 | 0.32333 | 48.3283 | 1.3194 | 49.6477 | WIDTH50_LENGTH40_HIGHT8_ORIENTATION180_WINDOWSRATIO10%_SKYLIGHTRATIO20%_3Dview.png | WIDTH50_LENGTH40_HIGHT8_ORIENTATION180_WINDOWSRATIO10%_SKYLIGHTRATIO20%.json
50 | 60 | 8 | 135 | 10% | 20% | 6000 | 38 | 28 | 1.2933 | 0.32333 | 48.3382 | 1.3184 | 49.6566 | WIDTH60_LENGTH40_HIGHT8_ORIENTATION180_WINDOWSRATIO10%_SKYLIGHTRATIO20%_3Dview.png | WIDTH60_LENGTH40_HIGHT8_ORIENTATION180_WINDOWSRATIO10%_SKYLIGHTRATIO20%.json
60 | 50 | 8 | 180 | 10% | 20% | 6000 | 28 | 38 | 1.2933 | 0.32333 | 48.4154 | 1.2743 | 49.6897 | WIDTH30_LENGTH50_HIGHT8_ORIENTATION180_WINDOWSRATIO10%_SKYLIGHTRATIO20%_3Dview.png | WIDTH30_LENGTH50_HIGHT8_ORIENTATION180_WINDOWSRATIO10%_SKYLIGHTRATIO20%.json
50 | 60 | 8 | 180 | 10% | 20% | 6000 | 38 | 28 | 1.2933 | 0.32333 | 48.4124 | 1.286 | 49.6983 | WIDTH40_LENGTH50_HIGHT8_ORIENTATION180_WINDOWSRATIO10%_SKYLIGHTRATIO20%_3Dview.png | WIDTH40_LENGTH50_HIGHT8_ORIENTATION180_WINDOWSRATIO10%_SKYLIGHTRATIO20%.json
60 | 50 | 8 | 225 | 10% | 20% | 6000 | 28 | 38 | 1.2933 | 0.32333 | 48.3429 | 1.3174 | 49.6603 | WIDTH50_LENGTH50_HIGHT8_ORIENTATION180_WINDOWSRATIO10%_SKYLIGHTRATIO20%_3Dview.png | WIDTH50_LENGTH50_HIGHT8_ORIENTATION180_WINDOWSRATIO10%_SKYLIGHTRATIO20%.json
50 | 60 | 8 | 225 | 10% | 20% | 6000 | 38 | 28 | 1.2933 | 0.32333 | 48.3151 | 1.3239 | 49.639 | WIDTH60_LENGTH50_HIGHT8_ORIENTATION180_WINDOWSRATIO10%_SKYLIGHTRATIO20%_3Dview.png | WIDTH60_LENGTH50_HIGHT8_ORIENTATION180_WINDOWSRATIO10%_SKYLIGHTRATIO20%.json
60 | 50 | 8 | 270 | 10% | 20% | 6000 | 28 | 38 | 1.2933 | 0.32333 | 48.4129 | 1.2856 | 49.6984 | WIDTH30_LENGTH60_HIGHT8_ORIENTATION180_WINDOWSRATIO10%_SKYLIGHTRATIO20%_3Dview.png | WIDTH30_LENGTH60_HIGHT8_ORIENTATION180_WINDOWSRATIO10%_SKYLIGHTRATIO20%.json
50 | 60 | 8 | 270 | 10% | 20% | 6000 | 38 | 28 | 1.2933 | 0.32333 | 48.4149 | 1.2727 | 49.6877 | WIDTH40_LENGTH60_HIGHT8_ORIENTATION180_WINDOWSRATIO10%_SKYLIGHTRATIO20%_3Dview.png | WIDTH40_LENGTH60_HIGHT8_ORIENTATION180_WINDOWSRATIO10%_SKYLIGHTRATIO20%.json
60 | 50 | 8 | 315 | 10% | 20% | 6000 | 28 | 38 | 1.2933 | 0.32333 | 48.334 | 1.3187 | 49.6527 | WIDTH50_LENGTH60_HIGHT8_ORIENTATION180_WINDOWSRATIO10%_SKYLIGHTRATIO20%_3Dview.png | WIDTH50_LENGTH60_HIGHT8_ORIENTATION180_WINDOWSRATIO10%_SKYLIGHTRATIO20%.json
50 | 60 | 8 | 315 | 10% | 20% | 6000 | 38 | 28 | 1.2933 | 0.32333 | 48.33 | 1.3216 | 49.6517 | WIDTH60_LENGTH60_HIGHT8_ORIENTATION180_WINDOWSRATIO10%_SKYLIGHTRATIO20%_3Dview.png | WIDTH60_LENGTH60_HIGHT8_ORIENTATION180_WINDOWSRATIO10%_SKYLIGHTRATIO20%.json
60 | 50 | 8 | 0 | 20% | 20% | 6000 | 28 | 38 | 1.2933 | 0.32333 | 45.4824 | 1.1059 | 46.5883 | WIDTH30_LENGTH30_HIGHT12_ORIENTATION180_WINDOWSRATIO10%_SKYLIGHTRATIO20%_3Dview.png | WIDTH30_LENGTH30_HIGHT12_ORIENTATION180_WINDOWSRATIO10%_SKYLIGHTRATIO20%.json
50 | 60 | 8 | 0 | 20% | 20% | 6000 | 38 | 28 | 1.2933 | 0.32333 | 45.4777 | 1.1201 | 46.5978 | WIDTH40_LENGTH30_HIGHT12_ORIENTATION180_WINDOWSRATIO10%_SKYLIGHTRATIO20%_3Dview.png | WIDTH40_LENGTH30_HIGHT12_ORIENTATION180_WINDOWSRATIO10%_SKYLIGHTRATIO20%.json
60 | 50 | 8 | 45 | 20% | 20% | 6000 | 28 | 38 | 1.2933 | 0.32333 | 45.3916 | 1.1622 | 46.5538 | WIDTH50_LENGTH30_HIGHT12_ORIENTATION180_WINDOWSRATIO10%_SKYLIGHTRATIO20%_3Dview.png | WIDTH50_LENGTH30_HIGHT12_ORIENTATION180_WINDOWSRATIO10%_SKYLIGHTRATIO20%.json
50 | 60 | 8 | 45 | 20% | 20% | 6000 | 38 | 28 | 1.2933 | 0.32333 | 45.3722 | 1.1661 | 46.5383 | WIDTH60_LENGTH30_HIGHT12_ORIENTATION180_WINDOWSRATIO10%_SKYLIGHTRATIO20%_3Dview.png | WIDTH60_LENGTH30_HIGHT12_ORIENTATION180_WINDOWSRATIO10%_SKYLIGHTRATIO20%.json
60 | 50 | 8 | 90 | 20% | 20% | 6000 | 28 | 38 | 1.2933 | 0.32333 | 45.478 | 1.1203 | 46.5983 | WIDTH30_LENGTH40_HIGHT12_ORIENTATION180_WINDOWSRATIO10%_SKYLIGHTRATIO20%_3Dview.png | WIDTH30_LENGTH40_HIGHT12_ORIENTATION180_WINDOWSRATIO10%_SKYLIGHTRATIO20%.json
50 | 60 | 8 | 90 | 20% | 20% | 6000 | 38 | 28 | 1.2933 | 0.32333 | 45.4842 | 1.1056 | 46.5898 | WIDTH40_LENGTH40_HIGHT12_ORIENTATION180_WINDOWSRATIO10%_SKYLIGHTRATIO20%_3Dview.png | WIDTH40_LENGTH40_HIGHT12_ORIENTATION180_WINDOWSRATIO10%_SKYLIGHTRATIO20%.json
60 | 50 | 8 | 135 | 20% | 20% | 6000 | 28 | 38 | 1.2933 | 0.32333 | 45.3859 | 1.1605 | 46.5464 | WIDTH50_LENGTH40_HIGHT12_ORIENTATION180_WINDOWSRATIO10%_SKYLIGHTRATIO20%_3Dview.png | WIDTH50_LENGTH40_HIGHT12_ORIENTATION180_WINDOWSRATIO10%_SKYLIGHTRATIO20%.json
50 | 60 | 8 | 135 | 20% | 20% | 6000 | 38 | 28 | 1.2933 | 0.32333 | 45.395 | 1.1597 | 46.5547 | WIDTH60_LENGTH40_HIGHT12_ORIENTATION180_WINDOWSRATIO10%_SKYLIGHTRATIO20%_3Dview.png | WIDTH60_LENGTH40_HIGHT12_ORIENTATION180_WINDOWSRATIO10%_SKYLIGHTRATIO20%.json
60 | 50 | 8 | 180 | 20% | 20% | 6000 | 28 | 38 | 1.2933 | 0.32333 | 45.4824 | 1.1059 | 46.5883 | WIDTH30_LENGTH50_HIGHT12_ORIENTATION180_WINDOWSRATIO10%_SKYLIGHTRATIO20%_3Dview.png | WIDTH30_LENGTH50_HIGHT12_ORIENTATION180_WINDOWSRATIO10%_SKYLIGHTRATIO20%.json
50 | 60 | 8 | 180 | 20% | 20% | 6000 | 38 | 28 | 1.2933 | 0.32333 | 45.4777 | 1.1201 | 46.5978 | WIDTH40_LENGTH50_HIGHT12_ORIENTATION180_WINDOWSRATIO10%_SKYLIGHTRATIO20%_3Dview.png | WIDTH40_LENGTH50_HIGHT12_ORIENTATION180_WINDOWSRATIO10%_SKYLIGHTRATIO20%.json
60 | 50 | 8 | 225 | 20% | 20% | 6000 | 28 | 38 | 1.2933 | 0.32333 | 45.398 | 1.1599 | 46.5579 | WIDTH50_LENGTH50_HIGHT12_ORIENTATION180_WINDOWSRATIO10%_SKYLIGHTRATIO20%_3Dview.png | WIDTH50_LENGTH50_HIGHT12_ORIENTATION180_WINDOWSRATIO10%_SKYLIGHTRATIO20%.json
50 | 60 | 8 | 225 | 20% | 20% | 6000 | 38 | 28 | 1.2933 | 0.32333 | 45.3746 | 1.1642 | 46.5388 | WIDTH60_LENGTH50_HIGHT12_ORIENTATION180_WINDOWSRATIO10%_SKYLIGHTRATIO20%_3Dview.png | WIDTH60_LENGTH50_HIGHT12_ORIENTATION180_WINDOWSRATIO10%_SKYLIGHTRATIO20%.json
60 | 50 | 8 | 270 | 20% | 20% | 6000 | 28 | 38 | 1.2933 | 0.32333 | 45.478 | 1.1203 | 46.5983 | WIDTH30_LENGTH60_HIGHT12_ORIENTATION180_WINDOWSRATIO10%_SKYLIGHTRATIO20%_3Dview.png | WIDTH30_LENGTH60_HIGHT12_ORIENTATION180_WINDOWSRATIO10%_SKYLIGHTRATIO20%.json
50 | 60 | 8 | 270 | 20% | 20% | 6000 | 38 | 28 | 1.2933 | 0.32333 | 45.4842 | 1.1056 | 46.5898 | WIDTH40_LENGTH60_HIGHT12_ORIENTATION180_WINDOWSRATIO10%_SKYLIGHTRATIO20%_3Dview.png | WIDTH40_LENGTH60_HIGHT12_ORIENTATION180_WINDOWSRATIO10%_SKYLIGHTRATIO20%.json
60 | 50 | 8 | 315 | 20% | 20% | 6000 | 28 | 38 | 1.2933 | 0.32333 | 45.3898 | 1.16 | 46.5498 | WIDTH50_LENGTH60_HIGHT12_ORIENTATION180_WINDOWSRATIO10%_SKYLIGHTRATIO20%_3Dview.png | WIDTH50_LENGTH60_HIGHT12_ORIENTATION180_WINDOWSRATIO10%_SKYLIGHTRATIO20%.json
50 | 60 | 8 | 315 | 20% | 20% | 6000 | 38 | 28 | 1.2933 | 0.32333 | 45.3874 | 1.1624 | 46.5498 | WIDTH60_LENGTH60_HIGHT12_ORIENTATION180_WINDOWSRATIO10%_SKYLIGHTRATIO20%_3Dview.png | WIDTH60_LENGTH60_HIGHT12_ORIENTATION180_WINDOWSRATIO10%_SKYLIGHTRATIO20%.json
60 | 50 | 8 | 0 | 30% | 20% | 6000 | 28 | 38 | 1.2933 | 0.32333 | 46.0293 | 0.96749 | 46.9968 | WIDTH30_LENGTH30_HIGHT16_ORIENTATION180_WINDOWSRATIO10%_SKYLIGHTRATIO20%_3Dview.png | WIDTH30_LENGTH30_HIGHT16_ORIENTATION180_WINDOWSRATIO10%_SKYLIGHTRATIO20%.json
50 | 60 | 8 | 0 | 30% | 20% | 6000 | 38 | 28 | 1.2933 | 0.32333 | 46.0192 | 0.9837 | 47.0029 | WIDTH40_LENGTH30_HIGHT16_ORIENTATION180_WINDOWSRATIO10%_SKYLIGHTRATIO20%_3Dview.png | WIDTH40_LENGTH30_HIGHT16_ORIENTATION180_WINDOWSRATIO10%_SKYLIGHTRATIO20%.json
60 | 50 | 8 | 45 | 30% | 20% | 6000 | 28 | 38 | 1.2933 | 0.32333 | 45.9242 | 1.029 | 46.9532 | WIDTH50_LENGTH30_HIGHT16_ORIENTATION180_WINDOWSRATIO10%_SKYLIGHTRATIO20%_3Dview.png | WIDTH50_LENGTH30_HIGHT16_ORIENTATION180_WINDOWSRATIO10%_SKYLIGHTRATIO20%.json
50 | 60 | 8 | 45 | 30% | 20% | 6000 | 38 | 28 | 1.2933 | 0.32333 | 45.9053 | 1.0343 | 46.9396 | WIDTH60_LENGTH30_HIGHT16_ORIENTATION180_WINDOWSRATIO10%_SKYLIGHTRATIO20%_3Dview.png | WIDTH60_LENGTH30_HIGHT16_ORIENTATION180_WINDOWSRATIO10%_SKYLIGHTRATIO20%.json
60 | 50 | 8 | 90 | 30% | 20% | 6000 | 28 | 38 | 1.2933 | 0.32333 | 46.0193 | 0.98301 | 47.0023 | WIDTH30_LENGTH40_HIGHT16_ORIENTATION180_WINDOWSRATIO10%_SKYLIGHTRATIO20%_3Dview.png | WIDTH30_LENGTH40_HIGHT16_ORIENTATION180_WINDOWSRATIO10%_SKYLIGHTRATIO20%.json
50 | 60 | 8 | 90 | 30% | 20% | 6000 | 38 | 28 | 1.2933 | 0.32333 | 46.0297 | 0.96694 | 46.9967 | WIDTH40_LENGTH40_HIGHT16_ORIENTATION180_WINDOWSRATIO10%_SKYLIGHTRATIO20%_3Dview.png | WIDTH40_LENGTH40_HIGHT16_ORIENTATION180_WINDOWSRATIO10%_SKYLIGHTRATIO20%.json
60 | 50 | 8 | 135 | 30% | 20% | 6000 | 28 | 38 | 1.2933 | 0.32333 | 45.9192 | 1.0291 | 46.9482 | WIDTH50_LENGTH40_HIGHT16_ORIENTATION180_WINDOWSRATIO10%_SKYLIGHTRATIO20%_3Dview.png | WIDTH50_LENGTH40_HIGHT16_ORIENTATION180_WINDOWSRATIO10%_SKYLIGHTRATIO20%.json
50 | 60 | 8 | 135 | 30% | 20% | 6000 | 38 | 28 | 1.2933 | 0.32333 | 45.9269 | 1.0266 | 46.9536 | WIDTH60_LENGTH40_HIGHT16_ORIENTATION180_WINDOWSRATIO10%_SKYLIGHTRATIO20%_3Dview.png | WIDTH60_LENGTH40_HIGHT16_ORIENTATION180_WINDOWSRATIO10%_SKYLIGHTRATIO20%.json
60 | 50 | 8 | 180 | 30% | 20% | 6000 | 28 | 38 | 1.2933 | 0.32333 | 46.0293 | 0.96749 | 46.9968 | WIDTH30_LENGTH50_HIGHT16_ORIENTATION180_WINDOWSRATIO10%_SKYLIGHTRATIO20%_3Dview.png | WIDTH30_LENGTH50_HIGHT16_ORIENTATION180_WINDOWSRATIO10%_SKYLIGHTRATIO20%.json
50 | 60 | 8 | 180 | 30% | 20% | 6000 | 38 | 28 | 1.2933 | 0.32333 | 46.0192 | 0.9837 | 47.0029 | WIDTH40_LENGTH50_HIGHT16_ORIENTATION180_WINDOWSRATIO10%_SKYLIGHTRATIO20%_3Dview.png | WIDTH40_LENGTH50_HIGHT16_ORIENTATION180_WINDOWSRATIO10%_SKYLIGHTRATIO20%.json
60 | 50 | 8 | 225 | 30% | 20% | 6000 | 28 | 38 | 1.2933 | 0.32333 | 45.9292 | 1.027 | 46.9562 | WIDTH50_LENGTH50_HIGHT16_ORIENTATION180_WINDOWSRATIO10%_SKYLIGHTRATIO20%_3Dview.png | WIDTH50_LENGTH50_HIGHT16_ORIENTATION180_WINDOWSRATIO10%_SKYLIGHTRATIO20%.json
50 | 60 | 8 | 225 | 30% | 20% | 6000 | 38 | 28 | 1.2933 | 0.32333 | 45.909 | 1.0324 | 46.9414 | WIDTH60_LENGTH50_HIGHT16_ORIENTATION180_WINDOWSRATIO10%_SKYLIGHTRATIO20%_3Dview.png | WIDTH60_LENGTH50_HIGHT16_ORIENTATION180_WINDOWSRATIO10%_SKYLIGHTRATIO20%.json
60 | 50 | 8 | 270 | 30% | 20% | 6000 | 28 | 38 | 1.2933 | 0.32333 | 46.0193 | 0.98301 | 47.0023 | WIDTH30_LENGTH60_HIGHT16_ORIENTATION180_WINDOWSRATIO10%_SKYLIGHTRATIO20%_3Dview.png | WIDTH30_LENGTH60_HIGHT16_ORIENTATION180_WINDOWSRATIO10%_SKYLIGHTRATIO20%.json
50 | 60 | 8 | 270 | 30% | 20% | 6000 | 38 | 28 | 1.2933 | 0.32333 | 46.0297 | 0.96694 | 46.9967 | WIDTH40_LENGTH60_HIGHT16_ORIENTATION180_WINDOWSRATIO10%_SKYLIGHTRATIO20%_3Dview.png | WIDTH40_LENGTH60_HIGHT16_ORIENTATION180_WINDOWSRATIO10%_SKYLIGHTRATIO20%.json
60 | 50 | 8 | 315 | 30% | 20% | 6000 | 28 | 38 | 1.2933 | 0.32333 | 45.923 | 1.0282 | 46.9511 | WIDTH50_LENGTH60_HIGHT16_ORIENTATION180_WINDOWSRATIO10%_SKYLIGHTRATIO20%_3Dview.png | WIDTH50_LENGTH60_HIGHT16_ORIENTATION180_WINDOWSRATIO10%_SKYLIGHTRATIO20%.json
50 | 60 | 8 | 315 | 30% | 20% | 6000 | 38 | 28 | 1.2933 | 0.32333 | 45.9208 | 1.0299 | 46.9507 | WIDTH60_LENGTH60_HIGHT16_ORIENTATION180_WINDOWSRATIO10%_SKYLIGHTRATIO20%_3Dview.png | WIDTH60_LENGTH60_HIGHT16_ORIENTATION180_WINDOWSRATIO10%_SKYLIGHTRATIO20%.json
60 | 50 | 8 | 0 | 40% | 20% | 6000 | 28 | 38 | 1.2933 | 0.32333 | 46.4635 | 0.85389 | 47.3174 | WIDTH30_LENGTH30_HIGHT8_ORIENTATION225_WINDOWSRATIO10%_SKYLIGHTRATIO20%_3Dview.png | WIDTH30_LENGTH30_HIGHT8_ORIENTATION225_WINDOWSRATIO10%_SKYLIGHTRATIO20%.json
50 | 60 | 8 | 0 | 40% | 20% | 6000 | 38 | 28 | 1.2933 | 0.32333 | 46.4474 | 0.87037 | 47.3178 | WIDTH40_LENGTH30_HIGHT8_ORIENTATION225_WINDOWSRATIO10%_SKYLIGHTRATIO20%_3Dview.png | WIDTH40_LENGTH30_HIGHT8_ORIENTATION225_WINDOWSRATIO10%_SKYLIGHTRATIO20%.json
60 | 50 | 8 | 45 | 40% | 20% | 6000 | 28 | 38 | 1.2933 | 0.32333 | 46.3511 | 0.91584 | 47.267 | WIDTH50_LENGTH30_HIGHT8_ORIENTATION225_WINDOWSRATIO10%_SKYLIGHTRATIO20%_3Dview.png | WIDTH50_LENGTH30_HIGHT8_ORIENTATION225_WINDOWSRATIO10%_SKYLIGHTRATIO20%.json
50 | 60 | 8 | 45 | 40% | 20% | 6000 | 38 | 28 | 1.2933 | 0.32333 | 46.3355 | 0.91996 | 47.2554 | WIDTH60_LENGTH30_HIGHT8_ORIENTATION225_WINDOWSRATIO10%_SKYLIGHTRATIO20%_3Dview.png | WIDTH60_LENGTH30_HIGHT8_ORIENTATION225_WINDOWSRATIO10%_SKYLIGHTRATIO20%.json
60 | 50 | 8 | 90 | 40% | 20% | 6000 | 28 | 38 | 1.2933 | 0.32333 | 46.4468 | 0.86956 | 47.3163 | WIDTH30_LENGTH40_HIGHT8_ORIENTATION225_WINDOWSRATIO10%_SKYLIGHTRATIO20%_3Dview.png | WIDTH30_LENGTH40_HIGHT8_ORIENTATION225_WINDOWSRATIO10%_SKYLIGHTRATIO20%.json
50 | 60 | 8 | 90 | 40% | 20% | 6000 | 38 | 28 | 1.2933 | 0.32333 | 46.4642 | 0.85248 | 47.3167 | WIDTH40_LENGTH40_HIGHT8_ORIENTATION225_WINDOWSRATIO10%_SKYLIGHTRATIO20%_3Dview.png | WIDTH40_LENGTH40_HIGHT8_ORIENTATION225_WINDOWSRATIO10%_SKYLIGHTRATIO20%.json
60 | 50 | 8 | 135 | 40% | 20% | 6000 | 28 | 38 | 1.2933 | 0.32333 | 46.3484 | 0.91504 | 47.2635 | WIDTH50_LENGTH40_HIGHT8_ORIENTATION225_WINDOWSRATIO10%_SKYLIGHTRATIO20%_3Dview.png | WIDTH50_LENGTH40_HIGHT8_ORIENTATION225_WINDOWSRATIO10%_SKYLIGHTRATIO20%.json
50 | 60 | 8 | 135 | 40% | 20% | 6000 | 38 | 28 | 1.2933 | 0.32333 | 46.3535 | 0.91398 | 47.2675 | WIDTH60_LENGTH40_HIGHT8_ORIENTATION225_WINDOWSRATIO10%_SKYLIGHTRATIO20%_3Dview.png | WIDTH60_LENGTH40_HIGHT8_ORIENTATION225_WINDOWSRATIO10%_SKYLIGHTRATIO20%.json
60 | 50 | 8 | 180 | 40% | 20% | 6000 | 28 | 38 | 1.2933 | 0.32333 | 46.4635 | 0.85389 | 47.3174 | WIDTH30_LENGTH50_HIGHT8_ORIENTATION225_WINDOWSRATIO10%_SKYLIGHTRATIO20%_3Dview.png | WIDTH30_LENGTH50_HIGHT8_ORIENTATION225_WINDOWSRATIO10%_SKYLIGHTRATIO20%.json
50 | 60 | 8 | 180 | 40% | 20% | 6000 | 38 | 28 | 1.2933 | 0.32333 | 46.4474 | 0.87037 | 47.3178 | WIDTH40_LENGTH50_HIGHT8_ORIENTATION225_WINDOWSRATIO10%_SKYLIGHTRATIO20%_3Dview.png | WIDTH40_LENGTH50_HIGHT8_ORIENTATION225_WINDOWSRATIO10%_SKYLIGHTRATIO20%.json
60 | 50 | 8 | 225 | 40% | 20% | 6000 | 28 | 38 | 1.2933 | 0.32333 | 46.3555 | 0.91399 | 47.2695 | WIDTH50_LENGTH50_HIGHT8_ORIENTATION225_WINDOWSRATIO10%_SKYLIGHTRATIO20%_3Dview.png | WIDTH50_LENGTH50_HIGHT8_ORIENTATION225_WINDOWSRATIO10%_SKYLIGHTRATIO20%.json
50 | 60 | 8 | 225 | 40% | 20% | 6000 | 38 | 28 | 1.2933 | 0.32333 | 46.3387 | 0.91811 | 47.2568 | WIDTH60_LENGTH50_HIGHT8_ORIENTATION225_WINDOWSRATIO10%_SKYLIGHTRATIO20%_3Dview.png | WIDTH60_LENGTH50_HIGHT8_ORIENTATION225_WINDOWSRATIO10%_SKYLIGHTRATIO20%.json
60 | 50 | 8 | 270 | 40% | 20% | 6000 | 28 | 38 | 1.2933 | 0.32333 | 46.4468 | 0.86956 | 47.3163 | WIDTH30_LENGTH60_HIGHT8_ORIENTATION225_WINDOWSRATIO10%_SKYLIGHTRATIO20%_3Dview.png | WIDTH30_LENGTH60_HIGHT8_ORIENTATION225_WINDOWSRATIO10%_SKYLIGHTRATIO20%.json
50 | 60 | 8 | 270 | 40% | 20% | 6000 | 38 | 28 | 1.2933 | 0.32333 | 46.4642 | 0.85248 | 47.3167 | WIDTH40_LENGTH60_HIGHT8_ORIENTATION225_WINDOWSRATIO10%_SKYLIGHTRATIO20%_3Dview.png | WIDTH40_LENGTH60_HIGHT8_ORIENTATION225_WINDOWSRATIO10%_SKYLIGHTRATIO20%.json
60 | 50 | 8 | 315 | 40% | 20% | 6000 | 28 | 38 | 1.2933 | 0.32333 | 46.3507 | 0.9143 | 47.265 | WIDTH50_LENGTH60_HIGHT8_ORIENTATION225_WINDOWSRATIO10%_SKYLIGHTRATIO20%_3Dview.png | WIDTH50_LENGTH60_HIGHT8_ORIENTATION225_WINDOWSRATIO10%_SKYLIGHTRATIO20%.json
50 | 60 | 8 | 315 | 40% | 20% | 6000 | 38 | 28 | 1.2933 | 0.32333 | 46.3474 | 0.91665 | 47.264 | WIDTH60_LENGTH60_HIGHT8_ORIENTATION225_WINDOWSRATIO10%_SKYLIGHTRATIO20%_3Dview.png | WIDTH60_LENGTH60_HIGHT8_ORIENTATION225_WINDOWSRATIO10%_SKYLIGHTRATIO20%.json
60 | 50 | 8 | 0 | 10% | 30% | 6000 | 28 | 38 | 1.2933 | 0.32333 | 52.4836 | 1.1459 | 53.6295 | WIDTH30_LENGTH30_HIGHT12_ORIENTATION225_WINDOWSRATIO10%_SKYLIGHTRATIO20%_3Dview.png | WIDTH30_LENGTH30_HIGHT12_ORIENTATION225_WINDOWSRATIO10%_SKYLIGHTRATIO20%.json
50 | 60 | 8 | 0 | 10% | 30% | 6000 | 38 | 28 | 1.2933 | 0.32333 | 52.4807 | 1.1579 | 53.6386 | WIDTH40_LENGTH30_HIGHT12_ORIENTATION225_WINDOWSRATIO10%_SKYLIGHTRATIO20%_3Dview.png | WIDTH40_LENGTH30_HIGHT12_ORIENTATION225_WINDOWSRATIO10%_SKYLIGHTRATIO20%.json
60 | 50 | 8 | 45 | 10% | 30% | 6000 | 28 | 38 | 1.2933 | 0.32333 | 52.4041 | 1.1922 | 53.5963 | WIDTH50_LENGTH30_HIGHT12_ORIENTATION225_WINDOWSRATIO10%_SKYLIGHTRATIO20%_3Dview.png | WIDTH50_LENGTH30_HIGHT12_ORIENTATION225_WINDOWSRATIO10%_SKYLIGHTRATIO20%.json
50 | 60 | 8 | 45 | 10% | 30% | 6000 | 38 | 28 | 1.2933 | 0.32333 | 52.4136 | 1.1862 | 53.5998 | WIDTH60_LENGTH30_HIGHT12_ORIENTATION225_WINDOWSRATIO10%_SKYLIGHTRATIO20%_3Dview.png | WIDTH60_LENGTH30_HIGHT12_ORIENTATION225_WINDOWSRATIO10%_SKYLIGHTRATIO20%.json
60 | 50 | 8 | 90 | 10% | 30% | 6000 | 28 | 38 | 1.2933 | 0.32333 | 52.4829 | 1.1572 | 53.6401 | WIDTH30_LENGTH40_HIGHT12_ORIENTATION225_WINDOWSRATIO10%_SKYLIGHTRATIO20%_3Dview.png | WIDTH30_LENGTH40_HIGHT12_ORIENTATION225_WINDOWSRATIO10%_SKYLIGHTRATIO20%.json
50 | 60 | 8 | 90 | 10% | 30% | 6000 | 38 | 28 | 1.2933 | 0.32333 | 52.4827 | 1.1461 | 53.6289 | WIDTH40_LENGTH40_HIGHT12_ORIENTATION225_WINDOWSRATIO10%_SKYLIGHTRATIO20%_3Dview.png | WIDTH40_LENGTH40_HIGHT12_ORIENTATION225_WINDOWSRATIO10%_SKYLIGHTRATIO20%.json
60 | 50 | 8 | 135 | 10% | 30% | 6000 | 28 | 38 | 1.2933 | 0.32333 | 52.3889 | 1.1966 | 53.5856 | WIDTH50_LENGTH40_HIGHT12_ORIENTATION225_WINDOWSRATIO10%_SKYLIGHTRATIO20%_3Dview.png | WIDTH50_LENGTH40_HIGHT12_ORIENTATION225_WINDOWSRATIO10%_SKYLIGHTRATIO20%.json
50 | 60 | 8 | 135 | 10% | 30% | 6000 | 38 | 28 | 1.2933 | 0.32333 | 52.3878 | 1.2018 | 53.5896 | WIDTH60_LENGTH40_HIGHT12_ORIENTATION225_WINDOWSRATIO10%_SKYLIGHTRATIO20%_3Dview.png | WIDTH60_LENGTH40_HIGHT12_ORIENTATION225_WINDOWSRATIO10%_SKYLIGHTRATIO20%.json
60 | 50 | 8 | 180 | 10% | 30% | 6000 | 28 | 38 | 1.2933 | 0.32333 | 52.4836 | 1.1459 | 53.6295 | WIDTH30_LENGTH50_HIGHT12_ORIENTATION225_WINDOWSRATIO10%_SKYLIGHTRATIO20%_3Dview.png | WIDTH30_LENGTH50_HIGHT12_ORIENTATION225_WINDOWSRATIO10%_SKYLIGHTRATIO20%.json
50 | 60 | 8 | 180 | 10% | 30% | 6000 | 38 | 28 | 1.2933 | 0.32333 | 52.4807 | 1.1579 | 53.6386 | WIDTH40_LENGTH50_HIGHT12_ORIENTATION225_WINDOWSRATIO10%_SKYLIGHTRATIO20%_3Dview.png | WIDTH40_LENGTH50_HIGHT12_ORIENTATION225_WINDOWSRATIO10%_SKYLIGHTRATIO20%.json
60 | 50 | 8 | 225 | 10% | 30% | 6000 | 28 | 38 | 1.2933 | 0.32333 | 52.4041 | 1.1922 | 53.5963 | WIDTH50_LENGTH50_HIGHT12_ORIENTATION225_WINDOWSRATIO10%_SKYLIGHTRATIO20%_3Dview.png | WIDTH50_LENGTH50_HIGHT12_ORIENTATION225_WINDOWSRATIO10%_SKYLIGHTRATIO20%.json
50 | 60 | 8 | 225 | 10% | 30% | 6000 | 38 | 28 | 1.2933 | 0.32333 | 52.4136 | 1.1862 | 53.5998 | WIDTH60_LENGTH50_HIGHT12_ORIENTATION225_WINDOWSRATIO10%_SKYLIGHTRATIO20%_3Dview.png | WIDTH60_LENGTH50_HIGHT12_ORIENTATION225_WINDOWSRATIO10%_SKYLIGHTRATIO20%.json
60 | 50 | 8 | 270 | 10% | 30% | 6000 | 28 | 38 | 1.2933 | 0.32333 | 52.4829 | 1.1572 | 53.6401 | WIDTH30_LENGTH60_HIGHT12_ORIENTATION225_WINDOWSRATIO10%_SKYLIGHTRATIO20%_3Dview.png | WIDTH30_LENGTH60_HIGHT12_ORIENTATION225_WINDOWSRATIO10%_SKYLIGHTRATIO20%.json
50 | 60 | 8 | 270 | 10% | 30% | 6000 | 38 | 28 | 1.2933 | 0.32333 | 52.4827 | 1.1461 | 53.6289 | WIDTH40_LENGTH60_HIGHT12_ORIENTATION225_WINDOWSRATIO10%_SKYLIGHTRATIO20%_3Dview.png | WIDTH40_LENGTH60_HIGHT12_ORIENTATION225_WINDOWSRATIO10%_SKYLIGHTRATIO20%.json
60 | 50 | 8 | 315 | 10% | 30% | 6000 | 28 | 38 | 1.2933 | 0.32333 | 52.4041 | 1.1921 | 53.5962 | WIDTH50_LENGTH60_HIGHT12_ORIENTATION225_WINDOWSRATIO10%_SKYLIGHTRATIO20%_3Dview.png | WIDTH50_LENGTH60_HIGHT12_ORIENTATION225_WINDOWSRATIO10%_SKYLIGHTRATIO20%.json
50 | 60 | 8 | 315 | 10% | 30% | 6000 | 38 | 28 | 1.2933 | 0.32333 | 52.3981 | 1.2007 | 53.5988 | WIDTH60_LENGTH60_HIGHT12_ORIENTATION225_WINDOWSRATIO10%_SKYLIGHTRATIO20%_3Dview.png | WIDTH60_LENGTH60_HIGHT12_ORIENTATION225_WINDOWSRATIO10%_SKYLIGHTRATIO20%.json
60 | 50 | 8 | 0 | 20% | 30% | 6000 | 28 | 38 | 1.2933 | 0.32333 | 53.1153 | 0.9916 | 54.1069 | WIDTH30_LENGTH30_HIGHT16_ORIENTATION225_WINDOWSRATIO10%_SKYLIGHTRATIO20%_3Dview.png | WIDTH30_LENGTH30_HIGHT16_ORIENTATION225_WINDOWSRATIO10%_SKYLIGHTRATIO20%.json
50 | 60 | 8 | 0 | 20% | 30% | 6000 | 38 | 28 | 1.2933 | 0.32333 | 53.1049 | 1.0044 | 54.1093 | WIDTH40_LENGTH30_HIGHT16_ORIENTATION225_WINDOWSRATIO10%_SKYLIGHTRATIO20%_3Dview.png | WIDTH40_LENGTH30_HIGHT16_ORIENTATION225_WINDOWSRATIO10%_SKYLIGHTRATIO20%.json
60 | 50 | 8 | 45 | 20% | 30% | 6000 | 28 | 38 | 1.2933 | 0.32333 | 53.0227 | 1.0443 | 54.0671 | WIDTH50_LENGTH30_HIGHT16_ORIENTATION225_WINDOWSRATIO10%_SKYLIGHTRATIO20%_3Dview.png | WIDTH50_LENGTH30_HIGHT16_ORIENTATION225_WINDOWSRATIO10%_SKYLIGHTRATIO20%.json
50 | 60 | 8 | 45 | 20% | 30% | 6000 | 38 | 28 | 1.2933 | 0.32333 | 53.0295 | 1.0389 | 54.0683 | WIDTH60_LENGTH30_HIGHT16_ORIENTATION225_WINDOWSRATIO10%_SKYLIGHTRATIO20%_3Dview.png | WIDTH60_LENGTH30_HIGHT16_ORIENTATION225_WINDOWSRATIO10%_SKYLIGHTRATIO20%.json
60 | 50 | 8 | 90 | 20% | 30% | 6000 | 28 | 38 | 1.2933 | 0.32333 | 53.1068 | 1.0037 | 54.1105 | WIDTH30_LENGTH40_HIGHT16_ORIENTATION225_WINDOWSRATIO10%_SKYLIGHTRATIO20%_3Dview.png | WIDTH30_LENGTH40_HIGHT16_ORIENTATION225_WINDOWSRATIO10%_SKYLIGHTRATIO20%.json
50 | 60 | 8 | 90 | 20% | 30% | 6000 | 38 | 28 | 1.2933 | 0.32333 | 53.1151 | 0.99061 | 54.1057 | WIDTH40_LENGTH40_HIGHT16_ORIENTATION225_WINDOWSRATIO10%_SKYLIGHTRATIO20%_3Dview.png | WIDTH40_LENGTH40_HIGHT16_ORIENTATION225_WINDOWSRATIO10%_SKYLIGHTRATIO20%.json
60 | 50 | 8 | 135 | 20% | 30% | 6000 | 28 | 38 | 1.2933 | 0.32333 | 53.0095 | 1.0475 | 54.0569 | WIDTH50_LENGTH40_HIGHT16_ORIENTATION225_WINDOWSRATIO10%_SKYLIGHTRATIO20%_3Dview.png | WIDTH50_LENGTH40_HIGHT16_ORIENTATION225_WINDOWSRATIO10%_SKYLIGHTRATIO20%.json
50 | 60 | 8 | 135 | 20% | 30% | 6000 | 38 | 28 | 1.2933 | 0.32333 | 53.0071 | 1.0519 | 54.059 | WIDTH60_LENGTH40_HIGHT16_ORIENTATION225_WINDOWSRATIO10%_SKYLIGHTRATIO20%_3Dview.png | WIDTH60_LENGTH40_HIGHT16_ORIENTATION225_WINDOWSRATIO10%_SKYLIGHTRATIO20%.json
60 | 50 | 8 | 180 | 20% | 30% | 6000 | 28 | 38 | 1.2933 | 0.32333 | 53.1153 | 0.9916 | 54.1069 | WIDTH30_LENGTH50_HIGHT16_ORIENTATION225_WINDOWSRATIO10%_SKYLIGHTRATIO20%_3Dview.png | WIDTH30_LENGTH50_HIGHT16_ORIENTATION225_WINDOWSRATIO10%_SKYLIGHTRATIO20%.json
50 | 60 | 8 | 180 | 20% | 30% | 6000 | 38 | 28 | 1.2933 | 0.32333 | 53.1049 | 1.0044 | 54.1093 | WIDTH40_LENGTH50_HIGHT16_ORIENTATION225_WINDOWSRATIO10%_SKYLIGHTRATIO20%_3Dview.png | WIDTH40_LENGTH50_HIGHT16_ORIENTATION225_WINDOWSRATIO10%_SKYLIGHTRATIO20%.json
60 | 50 | 8 | 225 | 20% | 30% | 6000 | 28 | 38 | 1.2933 | 0.32333 | 53.0227 | 1.0443 | 54.0671 | WIDTH50_LENGTH50_HIGHT16_ORIENTATION225_WINDOWSRATIO10%_SKYLIGHTRATIO20%_3Dview.png | WIDTH50_LENGTH50_HIGHT16_ORIENTATION225_WINDOWSRATIO10%_SKYLIGHTRATIO20%.json
50 | 60 | 8 | 225 | 20% | 30% | 6000 | 38 | 28 | 1.2933 | 0.32333 | 53.0295 | 1.0389 | 54.0683 | WIDTH60_LENGTH50_HIGHT16_ORIENTATION225_WINDOWSRATIO10%_SKYLIGHTRATIO20%_3Dview.png | WIDTH60_LENGTH50_HIGHT16_ORIENTATION225_WINDOWSRATIO10%_SKYLIGHTRATIO20%.json
60 | 50 | 8 | 270 | 20% | 30% | 6000 | 28 | 38 | 1.2933 | 0.32333 | 53.1068 | 1.0037 | 54.1105 | WIDTH30_LENGTH60_HIGHT16_ORIENTATION225_WINDOWSRATIO10%_SKYLIGHTRATIO20%_3Dview.png | WIDTH30_LENGTH60_HIGHT16_ORIENTATION225_WINDOWSRATIO10%_SKYLIGHTRATIO20%.json
50 | 60 | 8 | 270 | 20% | 30% | 6000 | 38 | 28 | 1.2933 | 0.32333 | 53.1151 | 0.99061 | 54.1057 | WIDTH40_LENGTH60_HIGHT16_ORIENTATION225_WINDOWSRATIO10%_SKYLIGHTRATIO20%_3Dview.png | WIDTH40_LENGTH60_HIGHT16_ORIENTATION225_WINDOWSRATIO10%_SKYLIGHTRATIO20%.json
60 | 50 | 8 | 315 | 20% | 30% | 6000 | 28 | 38 | 1.2933 | 0.32333 | 53.0209 | 1.043 | 54.0638 | WIDTH50_LENGTH60_HIGHT16_ORIENTATION225_WINDOWSRATIO10%_SKYLIGHTRATIO20%_3Dview.png | WIDTH50_LENGTH60_HIGHT16_ORIENTATION225_WINDOWSRATIO10%_SKYLIGHTRATIO20%.json
50 | 60 | 8 | 315 | 20% | 30% | 6000 | 38 | 28 | 1.2933 | 0.32333 | 53.0136 | 1.0514 | 54.065 | WIDTH60_LENGTH60_HIGHT16_ORIENTATION225_WINDOWSRATIO10%_SKYLIGHTRATIO20%_3Dview.png | WIDTH60_LENGTH60_HIGHT16_ORIENTATION225_WINDOWSRATIO10%_SKYLIGHTRATIO20%.json
60 | 50 | 8 | 0 | 30% | 30% | 6000 | 28 | 38 | 1.2933 | 0.32333 | 53.6123 | 0.8626 | 54.4749 | WIDTH30_LENGTH30_HIGHT8_ORIENTATION270_WINDOWSRATIO10%_SKYLIGHTRATIO20%_3Dview.png | WIDTH30_LENGTH30_HIGHT8_ORIENTATION270_WINDOWSRATIO10%_SKYLIGHTRATIO20%.json
50 | 60 | 8 | 0 | 30% | 30% | 6000 | 38 | 28 | 1.2933 | 0.32333 | 53.5989 | 0.87615 | 54.4751 | WIDTH40_LENGTH30_HIGHT8_ORIENTATION270_WINDOWSRATIO10%_SKYLIGHTRATIO20%_3Dview.png | WIDTH40_LENGTH30_HIGHT8_ORIENTATION270_WINDOWSRATIO10%_SKYLIGHTRATIO20%.json
60 | 50 | 8 | 45 | 30% | 30% | 6000 | 28 | 38 | 1.2933 | 0.32333 | 53.5107 | 0.922 | 54.4327 | WIDTH50_LENGTH30_HIGHT8_ORIENTATION270_WINDOWSRATIO10%_SKYLIGHTRATIO20%_3Dview.png | WIDTH50_LENGTH30_HIGHT8_ORIENTATION270_WINDOWSRATIO10%_SKYLIGHTRATIO20%.json
50 | 60 | 8 | 45 | 30% | 30% | 6000 | 38 | 28 | 1.2933 | 0.32333 | 53.5175 | 0.91625 | 54.4338 | WIDTH60_LENGTH30_HIGHT8_ORIENTATION270_WINDOWSRATIO10%_SKYLIGHTRATIO20%_3Dview.png | WIDTH60_LENGTH30_HIGHT8_ORIENTATION270_WINDOWSRATIO10%_SKYLIGHTRATIO20%.json
60 | 50 | 8 | 90 | 30% | 30% | 6000 | 28 | 38 | 1.2933 | 0.32333 | 53.6004 | 0.87549 | 54.4759 | WIDTH30_LENGTH40_HIGHT8_ORIENTATION270_WINDOWSRATIO10%_SKYLIGHTRATIO20%_3Dview.png | WIDTH30_LENGTH40_HIGHT8_ORIENTATION270_WINDOWSRATIO10%_SKYLIGHTRATIO20%.json
50 | 60 | 8 | 90 | 30% | 30% | 6000 | 38 | 28 | 1.2933 | 0.32333 | 53.6121 | 0.86046 | 54.4725 | WIDTH40_LENGTH40_HIGHT8_ORIENTATION270_WINDOWSRATIO10%_SKYLIGHTRATIO20%_3Dview.png | WIDTH40_LENGTH40_HIGHT8_ORIENTATION270_WINDOWSRATIO10%_SKYLIGHTRATIO20%.json
60 | 50 | 8 | 135 | 30% | 30% | 6000 | 28 | 38 | 1.2933 | 0.32333 | 53.5 | 0.92346 | 54.4234 | WIDTH50_LENGTH40_HIGHT8_ORIENTATION270_WINDOWSRATIO10%_SKYLIGHTRATIO20%_3Dview.png | WIDTH50_LENGTH40_HIGHT8_ORIENTATION270_WINDOWSRATIO10%_SKYLIGHTRATIO20%.json
50 | 60 | 8 | 135 | 30% | 30% | 6000 | 38 | 28 | 1.2933 | 0.32333 | 53.4969 | 0.92942 | 54.4263 | WIDTH60_LENGTH40_HIGHT8_ORIENTATION270_WINDOWSRATIO10%_SKYLIGHTRATIO20%_3Dview.png | WIDTH60_LENGTH40_HIGHT8_ORIENTATION270_WINDOWSRATIO10%_SKYLIGHTRATIO20%.json
60 | 50 | 8 | 180 | 30% | 30% | 6000 | 28 | 38 | 1.2933 | 0.32333 | 53.6123 | 0.8626 | 54.4749 | WIDTH30_LENGTH50_HIGHT8_ORIENTATION270_WINDOWSRATIO10%_SKYLIGHTRATIO20%_3Dview.png | WIDTH30_LENGTH50_HIGHT8_ORIENTATION270_WINDOWSRATIO10%_SKYLIGHTRATIO20%.json
50 | 60 | 8 | 180 | 30% | 30% | 6000 | 38 | 28 | 1.2933 | 0.32333 | 53.5989 | 0.87615 | 54.4751 | WIDTH40_LENGTH50_HIGHT8_ORIENTATION270_WINDOWSRATIO10%_SKYLIGHTRATIO20%_3Dview.png | WIDTH40_LENGTH50_HIGHT8_ORIENTATION270_WINDOWSRATIO10%_SKYLIGHTRATIO20%.json
60 | 50 | 8 | 225 | 30% | 30% | 6000 | 28 | 38 | 1.2933 | 0.32333 | 53.5106 | 0.922 | 54.4326 | WIDTH50_LENGTH50_HIGHT8_ORIENTATION270_WINDOWSRATIO10%_SKYLIGHTRATIO20%_3Dview.png | WIDTH50_LENGTH50_HIGHT8_ORIENTATION270_WINDOWSRATIO10%_SKYLIGHTRATIO20%.json
50 | 60 | 8 | 225 | 30% | 30% | 6000 | 38 | 28 | 1.2933 | 0.32333 | 53.5175 | 0.91625 | 54.4338 | WIDTH60_LENGTH50_HIGHT8_ORIENTATION270_WINDOWSRATIO10%_SKYLIGHTRATIO20%_3Dview.png | WIDTH60_LENGTH50_HIGHT8_ORIENTATION270_WINDOWSRATIO10%_SKYLIGHTRATIO20%.json
60 | 50 | 8 | 270 | 30% | 30% | 6000 | 28 | 38 | 1.2933 | 0.32333 | 53.6004 | 0.87549 | 54.4759 | WIDTH30_LENGTH60_HIGHT8_ORIENTATION270_WINDOWSRATIO10%_SKYLIGHTRATIO20%_3Dview.png | WIDTH30_LENGTH60_HIGHT8_ORIENTATION270_WINDOWSRATIO10%_SKYLIGHTRATIO20%.json
50 | 60 | 8 | 270 | 30% | 30% | 6000 | 38 | 28 | 1.2933 | 0.32333 | 53.6121 | 0.86046 | 54.4725 | WIDTH40_LENGTH60_HIGHT8_ORIENTATION270_WINDOWSRATIO10%_SKYLIGHTRATIO20%_3Dview.png | WIDTH40_LENGTH60_HIGHT8_ORIENTATION270_WINDOWSRATIO10%_SKYLIGHTRATIO20%.json
60 | 50 | 8 | 315 | 30% | 30% | 6000 | 28 | 38 | 1.2933 | 0.32333 | 53.5093 | 0.91997 | 54.4293 | WIDTH50_LENGTH60_HIGHT8_ORIENTATION270_WINDOWSRATIO10%_SKYLIGHTRATIO20%_3Dview.png | WIDTH50_LENGTH60_HIGHT8_ORIENTATION270_WINDOWSRATIO10%_SKYLIGHTRATIO20%.json
50 | 60 | 8 | 315 | 30% | 30% | 6000 | 38 | 28 | 1.2933 | 0.32333 | 53.5027 | 0.928 | 54.4307 | WIDTH60_LENGTH60_HIGHT8_ORIENTATION270_WINDOWSRATIO10%_SKYLIGHTRATIO20%_3Dview.png | WIDTH60_LENGTH60_HIGHT8_ORIENTATION270_WINDOWSRATIO10%_SKYLIGHTRATIO20%.json
60 | 50 | 8 | 0 | 40% | 30% | 6000 | 28 | 38 | 1.2933 | 0.32333 | 54.0077 | 0.75638 | 54.764 | WIDTH30_LENGTH30_HIGHT12_ORIENTATION270_WINDOWSRATIO10%_SKYLIGHTRATIO20%_3Dview.png | WIDTH30_LENGTH30_HIGHT12_ORIENTATION270_WINDOWSRATIO10%_SKYLIGHTRATIO20%.json
50 | 60 | 8 | 0 | 40% | 30% | 6000 | 38 | 28 | 1.2933 | 0.32333 | 53.985 | 0.77289 | 54.7579 | WIDTH40_LENGTH30_HIGHT12_ORIENTATION270_WINDOWSRATIO10%_SKYLIGHTRATIO20%_3Dview.png | WIDTH40_LENGTH30_HIGHT12_ORIENTATION270_WINDOWSRATIO10%_SKYLIGHTRATIO20%.json
60 | 50 | 8 | 45 | 40% | 30% | 6000 | 28 | 38 | 1.2933 | 0.32333 | 53.8958 | 0.81875 | 54.7146 | WIDTH50_LENGTH30_HIGHT12_ORIENTATION270_WINDOWSRATIO10%_SKYLIGHTRATIO20%_3Dview.png | WIDTH50_LENGTH30_HIGHT12_ORIENTATION270_WINDOWSRATIO10%_SKYLIGHTRATIO20%.json
50 | 60 | 8 | 45 | 40% | 30% | 6000 | 38 | 28 | 1.2933 | 0.32333 | 53.9036 | 0.81409 | 54.7177 | WIDTH60_LENGTH30_HIGHT12_ORIENTATION270_WINDOWSRATIO10%_SKYLIGHTRATIO20%_3Dview.png | WIDTH60_LENGTH30_HIGHT12_ORIENTATION270_WINDOWSRATIO10%_SKYLIGHTRATIO20%.json
60 | 50 | 8 | 90 | 40% | 30% | 6000 | 28 | 38 | 1.2933 | 0.32333 | 53.9862 | 0.77148 | 54.7577 | WIDTH30_LENGTH40_HIGHT12_ORIENTATION270_WINDOWSRATIO10%_SKYLIGHTRATIO20%_3Dview.png | WIDTH30_LENGTH40_HIGHT12_ORIENTATION270_WINDOWSRATIO10%_SKYLIGHTRATIO20%.json
50 | 60 | 8 | 90 | 40% | 30% | 6000 | 38 | 28 | 1.2933 | 0.32333 | 54.0078 | 0.75536 | 54.7631 | WIDTH40_LENGTH40_HIGHT12_ORIENTATION270_WINDOWSRATIO10%_SKYLIGHTRATIO20%_3Dview.png | WIDTH40_LENGTH40_HIGHT12_ORIENTATION270_WINDOWSRATIO10%_SKYLIGHTRATIO20%.json
60 | 50 | 8 | 135 | 40% | 30% | 6000 | 28 | 38 | 1.2933 | 0.32333 | 53.8884 | 0.82151 | 54.7099 | WIDTH50_LENGTH40_HIGHT12_ORIENTATION270_WINDOWSRATIO10%_SKYLIGHTRATIO20%_3Dview.png | WIDTH50_LENGTH40_HIGHT12_ORIENTATION270_WINDOWSRATIO10%_SKYLIGHTRATIO20%.json
50 | 60 | 8 | 135 | 40% | 30% | 6000 | 38 | 28 | 1.2933 | 0.32333 | 53.8827 | 0.82636 | 54.709 | WIDTH60_LENGTH40_HIGHT12_ORIENTATION270_WINDOWSRATIO10%_SKYLIGHTRATIO20%_3Dview.png | WIDTH60_LENGTH40_HIGHT12_ORIENTATION270_WINDOWSRATIO10%_SKYLIGHTRATIO20%.json
60 | 50 | 8 | 180 | 40% | 30% | 6000 | 28 | 38 | 1.2933 | 0.32333 | 54.0077 | 0.75638 | 54.764 | WIDTH30_LENGTH50_HIGHT12_ORIENTATION270_WINDOWSRATIO10%_SKYLIGHTRATIO20%_3Dview.png | WIDTH30_LENGTH50_HIGHT12_ORIENTATION270_WINDOWSRATIO10%_SKYLIGHTRATIO20%.json
50 | 60 | 8 | 180 | 40% | 30% | 6000 | 38 | 28 | 1.2933 | 0.32333 | 53.985 | 0.77289 | 54.7579 | WIDTH40_LENGTH50_HIGHT12_ORIENTATION270_WINDOWSRATIO10%_SKYLIGHTRATIO20%_3Dview.png | WIDTH40_LENGTH50_HIGHT12_ORIENTATION270_WINDOWSRATIO10%_SKYLIGHTRATIO20%.json
60 | 50 | 8 | 225 | 40% | 30% | 6000 | 28 | 38 | 1.2933 | 0.32333 | 53.8957 | 0.81878 | 54.7145 | WIDTH50_LENGTH50_HIGHT12_ORIENTATION270_WINDOWSRATIO10%_SKYLIGHTRATIO20%_3Dview.png | WIDTH50_LENGTH50_HIGHT12_ORIENTATION270_WINDOWSRATIO10%_SKYLIGHTRATIO20%.json
50 | 60 | 8 | 225 | 40% | 30% | 6000 | 38 | 28 | 1.2933 | 0.32333 | 53.9036 | 0.81409 | 54.7177 | WIDTH60_LENGTH50_HIGHT12_ORIENTATION270_WINDOWSRATIO10%_SKYLIGHTRATIO20%_3Dview.png | WIDTH60_LENGTH50_HIGHT12_ORIENTATION270_WINDOWSRATIO10%_SKYLIGHTRATIO20%.json
60 | 50 | 8 | 270 | 40% | 30% | 6000 | 28 | 38 | 1.2933 | 0.32333 | 53.9862 | 0.77148 | 54.7577 | WIDTH30_LENGTH60_HIGHT12_ORIENTATION270_WINDOWSRATIO10%_SKYLIGHTRATIO20%_3Dview.png | WIDTH30_LENGTH60_HIGHT12_ORIENTATION270_WINDOWSRATIO10%_SKYLIGHTRATIO20%.json
50 | 60 | 8 | 270 | 40% | 30% | 6000 | 38 | 28 | 1.2933 | 0.32333 | 54.0078 | 0.75536 | 54.7631 | WIDTH40_LENGTH60_HIGHT12_ORIENTATION270_WINDOWSRATIO10%_SKYLIGHTRATIO20%_3Dview.png | WIDTH40_LENGTH60_HIGHT12_ORIENTATION270_WINDOWSRATIO10%_SKYLIGHTRATIO20%.json
60 | 50 | 8 | 315 | 40% | 30% | 6000 | 28 | 38 | 1.2933 | 0.32333 | 53.8957 | 0.81884 | 54.7146 | WIDTH50_LENGTH60_HIGHT12_ORIENTATION270_WINDOWSRATIO10%_SKYLIGHTRATIO20%_3Dview.png | WIDTH50_LENGTH60_HIGHT12_ORIENTATION270_WINDOWSRATIO10%_SKYLIGHTRATIO20%.json
50 | 60 | 8 | 315 | 40% | 30% | 6000 | 38 | 28 | 1.2933 | 0.32333 | 53.8866 | 0.82644 | 54.713 | WIDTH60_LENGTH60_HIGHT12_ORIENTATION270_WINDOWSRATIO10%_SKYLIGHTRATIO20%_3Dview.png | WIDTH60_LENGTH60_HIGHT12_ORIENTATION270_WINDOWSRATIO10%_SKYLIGHTRATIO20%.json
60 | 50 | 8 | 0 | 10% | 40% | 6000 | 28 | 38 | 1.2933 | 0.32333 | 52.7881 | 1.0455 | 53.8336 | WIDTH30_LENGTH30_HIGHT16_ORIENTATION270_WINDOWSRATIO10%_SKYLIGHTRATIO20%_3Dview.png | WIDTH30_LENGTH30_HIGHT16_ORIENTATION270_WINDOWSRATIO10%_SKYLIGHTRATIO20%.json
50 | 60 | 8 | 0 | 10% | 40% | 6000 | 38 | 28 | 1.2933 | 0.32333 | 52.7799 | 1.0583 | 53.8382 | WIDTH40_LENGTH30_HIGHT16_ORIENTATION270_WINDOWSRATIO10%_SKYLIGHTRATIO20%_3Dview.png | WIDTH40_LENGTH30_HIGHT16_ORIENTATION270_WINDOWSRATIO10%_SKYLIGHTRATIO20%.json
60 | 50 | 8 | 45 | 10% | 40% | 6000 | 28 | 38 | 1.2933 | 0.32333 | 52.7202 | 1.089 | 53.8091 | WIDTH50_LENGTH30_HIGHT16_ORIENTATION270_WINDOWSRATIO10%_SKYLIGHTRATIO20%_3Dview.png | WIDTH50_LENGTH30_HIGHT16_ORIENTATION270_WINDOWSRATIO10%_SKYLIGHTRATIO20%.json
50 | 60 | 8 | 45 | 10% | 40% | 6000 | 38 | 28 | 1.2933 | 0.32333 | 52.7151 | 1.0874 | 53.8025 | WIDTH60_LENGTH30_HIGHT16_ORIENTATION270_WINDOWSRATIO10%_SKYLIGHTRATIO20%_3Dview.png | WIDTH60_LENGTH30_HIGHT16_ORIENTATION270_WINDOWSRATIO10%_SKYLIGHTRATIO20%.json
60 | 50 | 8 | 90 | 10% | 40% | 6000 | 28 | 38 | 1.2933 | 0.32333 | 52.7817 | 1.0589 | 53.8405 | WIDTH30_LENGTH40_HIGHT16_ORIENTATION270_WINDOWSRATIO10%_SKYLIGHTRATIO20%_3Dview.png | WIDTH30_LENGTH40_HIGHT16_ORIENTATION270_WINDOWSRATIO10%_SKYLIGHTRATIO20%.json
50 | 60 | 8 | 90 | 10% | 40% | 6000 | 38 | 28 | 1.2933 | 0.32333 | 52.7815 | 1.0473 | 53.8288 | WIDTH40_LENGTH40_HIGHT16_ORIENTATION270_WINDOWSRATIO10%_SKYLIGHTRATIO20%_3Dview.png | WIDTH40_LENGTH40_HIGHT16_ORIENTATION270_WINDOWSRATIO10%_SKYLIGHTRATIO20%.json
60 | 50 | 8 | 135 | 10% | 40% | 6000 | 28 | 38 | 1.2933 | 0.32333 | 52.6827 | 1.1048 | 53.7875 | WIDTH50_LENGTH40_HIGHT16_ORIENTATION270_WINDOWSRATIO10%_SKYLIGHTRATIO20%_3Dview.png | WIDTH50_LENGTH40_HIGHT16_ORIENTATION270_WINDOWSRATIO10%_SKYLIGHTRATIO20%.json
50 | 60 | 8 | 135 | 10% | 40% | 6000 | 38 | 28 | 1.2933 | 0.32333 | 52.6899 | 1.11 | 53.8 | WIDTH60_LENGTH40_HIGHT16_ORIENTATION270_WINDOWSRATIO10%_SKYLIGHTRATIO20%_3Dview.png | WIDTH60_LENGTH40_HIGHT16_ORIENTATION270_WINDOWSRATIO10%_SKYLIGHTRATIO20%.json
60 | 50 | 8 | 180 | 10% | 40% | 6000 | 28 | 38 | 1.2933 | 0.32333 | 52.7881 | 1.0455 | 53.8336 | WIDTH30_LENGTH50_HIGHT16_ORIENTATION270_WINDOWSRATIO10%_SKYLIGHTRATIO20%_3Dview.png | WIDTH30_LENGTH50_HIGHT16_ORIENTATION270_WINDOWSRATIO10%_SKYLIGHTRATIO20%.json
50 | 60 | 8 | 180 | 10% | 40% | 6000 | 38 | 28 | 1.2933 | 0.32333 | 52.7799 | 1.0583 | 53.8382 | WIDTH40_LENGTH50_HIGHT16_ORIENTATION270_WINDOWSRATIO10%_SKYLIGHTRATIO20%_3Dview.png | WIDTH40_LENGTH50_HIGHT16_ORIENTATION270_WINDOWSRATIO10%_SKYLIGHTRATIO20%.json
60 | 50 | 8 | 225 | 10% | 40% | 6000 | 28 | 38 | 1.2933 | 0.32333 | 52.7077 | 1.0952 | 53.8029 | WIDTH50_LENGTH50_HIGHT16_ORIENTATION270_WINDOWSRATIO10%_SKYLIGHTRATIO20%_3Dview.png | WIDTH50_LENGTH50_HIGHT16_ORIENTATION270_WINDOWSRATIO10%_SKYLIGHTRATIO20%.json
50 | 60 | 8 | 225 | 10% | 40% | 6000 | 38 | 28 | 1.2933 | 0.32333 | 52.7151 | 1.0874 | 53.8025 | WIDTH60_LENGTH50_HIGHT16_ORIENTATION270_WINDOWSRATIO10%_SKYLIGHTRATIO20%_3Dview.png | WIDTH60_LENGTH50_HIGHT16_ORIENTATION270_WINDOWSRATIO10%_SKYLIGHTRATIO20%.json
60 | 50 | 8 | 270 | 10% | 40% | 6000 | 28 | 38 | 1.2933 | 0.32333 | 52.7817 | 1.0589 | 53.8405 | WIDTH30_LENGTH60_HIGHT16_ORIENTATION270_WINDOWSRATIO10%_SKYLIGHTRATIO20%_3Dview.png | WIDTH30_LENGTH60_HIGHT16_ORIENTATION270_WINDOWSRATIO10%_SKYLIGHTRATIO20%.json
50 | 60 | 8 | 270 | 10% | 40% | 6000 | 38 | 28 | 1.2933 | 0.32333 | 52.7815 | 1.0473 | 53.8288 | WIDTH40_LENGTH60_HIGHT16_ORIENTATION270_WINDOWSRATIO10%_SKYLIGHTRATIO20%_3Dview.png | WIDTH40_LENGTH60_HIGHT16_ORIENTATION270_WINDOWSRATIO10%_SKYLIGHTRATIO20%.json
60 | 50 | 8 | 315 | 10% | 40% | 6000 | 28 | 38 | 1.2933 | 0.32333 | 52.7042 | 1.096 | 53.8002 | WIDTH50_LENGTH60_HIGHT16_ORIENTATION270_WINDOWSRATIO10%_SKYLIGHTRATIO20%_3Dview.png | WIDTH50_LENGTH60_HIGHT16_ORIENTATION270_WINDOWSRATIO10%_SKYLIGHTRATIO20%.json
50 | 60 | 8 | 315 | 10% | 40% | 6000 | 38 | 28 | 1.2933 | 0.32333 | 52.6858 | 1.106 | 53.7918 | WIDTH60_LENGTH60_HIGHT16_ORIENTATION270_WINDOWSRATIO10%_SKYLIGHTRATIO20%_3Dview.png | WIDTH60_LENGTH60_HIGHT16_ORIENTATION270_WINDOWSRATIO10%_SKYLIGHTRATIO20%.json
60 | 50 | 8 | 0 | 20% | 40% | 6000 | 28 | 38 | 1.2933 | 0.32333 | 53.3679 | 0.89672 | 54.2647 | WIDTH30_LENGTH30_HIGHT8_ORIENTATION315_WINDOWSRATIO10%_SKYLIGHTRATIO20%_3Dview.png | WIDTH30_LENGTH30_HIGHT8_ORIENTATION315_WINDOWSRATIO10%_SKYLIGHTRATIO20%.json
50 | 60 | 8 | 0 | 20% | 40% | 6000 | 38 | 28 | 1.2933 | 0.32333 | 53.3527 | 0.91079 | 54.2635 | WIDTH40_LENGTH30_HIGHT8_ORIENTATION315_WINDOWSRATIO10%_SKYLIGHTRATIO20%_3Dview.png | WIDTH40_LENGTH30_HIGHT8_ORIENTATION315_WINDOWSRATIO10%_SKYLIGHTRATIO20%.json
60 | 50 | 8 | 45 | 20% | 40% | 6000 | 28 | 38 | 1.2933 | 0.32333 | 53.2805 | 0.94931 | 54.2298 | WIDTH50_LENGTH30_HIGHT8_ORIENTATION315_WINDOWSRATIO10%_SKYLIGHTRATIO20%_3Dview.png | WIDTH50_LENGTH30_HIGHT8_ORIENTATION315_WINDOWSRATIO10%_SKYLIGHTRATIO20%.json
50 | 60 | 8 | 45 | 20% | 40% | 6000 | 38 | 28 | 1.2933 | 0.32333 | 53.278 | 0.94541 | 54.2234 | WIDTH60_LENGTH30_HIGHT8_ORIENTATION315_WINDOWSRATIO10%_SKYLIGHTRATIO20%_3Dview.png | WIDTH60_LENGTH30_HIGHT8_ORIENTATION315_WINDOWSRATIO10%_SKYLIGHTRATIO20%.json
60 | 50 | 8 | 90 | 20% | 40% | 6000 | 28 | 38 | 1.2933 | 0.32333 | 53.3547 | 0.91107 | 54.2658 | WIDTH30_LENGTH40_HIGHT8_ORIENTATION315_WINDOWSRATIO10%_SKYLIGHTRATIO20%_3Dview.png | WIDTH30_LENGTH40_HIGHT8_ORIENTATION315_WINDOWSRATIO10%_SKYLIGHTRATIO20%.json
50 | 60 | 8 | 90 | 20% | 40% | 6000 | 38 | 28 | 1.2933 | 0.32333 | 53.3615 | 0.89753 | 54.259 | WIDTH40_LENGTH40_HIGHT8_ORIENTATION315_WINDOWSRATIO10%_SKYLIGHTRATIO20%_3Dview.png | WIDTH40_LENGTH40_HIGHT8_ORIENTATION315_WINDOWSRATIO10%_SKYLIGHTRATIO20%.json
60 | 50 | 8 | 135 | 20% | 40% | 6000 | 28 | 38 | 1.2933 | 0.32333 | 53.2477 | 0.96453 | 54.2122 | WIDTH50_LENGTH40_HIGHT8_ORIENTATION315_WINDOWSRATIO10%_SKYLIGHTRATIO20%_3Dview.png | WIDTH50_LENGTH40_HIGHT8_ORIENTATION315_WINDOWSRATIO10%_SKYLIGHTRATIO20%.json
50 | 60 | 8 | 135 | 20% | 40% | 6000 | 38 | 28 | 1.2933 | 0.32333 | 53.253 | 0.9688 | 54.2218 | WIDTH60_LENGTH40_HIGHT8_ORIENTATION315_WINDOWSRATIO10%_SKYLIGHTRATIO20%_3Dview.png | WIDTH60_LENGTH40_HIGHT8_ORIENTATION315_WINDOWSRATIO10%_SKYLIGHTRATIO20%.json
60 | 50 | 8 | 180 | 20% | 40% | 6000 | 28 | 38 | 1.2933 | 0.32333 | 53.3679 | 0.89672 | 54.2647 | WIDTH30_LENGTH50_HIGHT8_ORIENTATION315_WINDOWSRATIO10%_SKYLIGHTRATIO20%_3Dview.png | WIDTH30_LENGTH50_HIGHT8_ORIENTATION315_WINDOWSRATIO10%_SKYLIGHTRATIO20%.json
50 | 60 | 8 | 180 | 20% | 40% | 6000 | 38 | 28 | 1.2933 | 0.32333 | 53.3527 | 0.91079 | 54.2635 | WIDTH40_LENGTH50_HIGHT8_ORIENTATION315_WINDOWSRATIO10%_SKYLIGHTRATIO20%_3Dview.png | WIDTH40_LENGTH50_HIGHT8_ORIENTATION315_WINDOWSRATIO10%_SKYLIGHTRATIO20%.json
60 | 50 | 8 | 225 | 20% | 40% | 6000 | 28 | 38 | 1.2933 | 0.32333 | 53.2707 | 0.9549 | 54.2256 | WIDTH50_LENGTH50_HIGHT8_ORIENTATION315_WINDOWSRATIO10%_SKYLIGHTRATIO20%_3Dview.png | WIDTH50_LENGTH50_HIGHT8_ORIENTATION315_WINDOWSRATIO10%_SKYLIGHTRATIO20%.json
50 | 60 | 8 | 225 | 20% | 40% | 6000 | 38 | 28 | 1.2933 | 0.32333 | 53.278 | 0.94541 | 54.2234 | WIDTH60_LENGTH50_HIGHT8_ORIENTATION315_WINDOWSRATIO10%_SKYLIGHTRATIO20%_3Dview.png | WIDTH60_LENGTH50_HIGHT8_ORIENTATION315_WINDOWSRATIO10%_SKYLIGHTRATIO20%.json
60 | 50 | 8 | 270 | 20% | 40% | 6000 | 28 | 38 | 1.2933 | 0.32333 | 53.3547 | 0.91107 | 54.2658 | WIDTH30_LENGTH60_HIGHT8_ORIENTATION315_WINDOWSRATIO10%_SKYLIGHTRATIO20%_3Dview.png | WIDTH30_LENGTH60_HIGHT8_ORIENTATION315_WINDOWSRATIO10%_SKYLIGHTRATIO20%.json
50 | 60 | 8 | 270 | 20% | 40% | 6000 | 38 | 28 | 1.2933 | 0.32333 | 53.3615 | 0.89753 | 54.259 | WIDTH40_LENGTH60_HIGHT8_ORIENTATION315_WINDOWSRATIO10%_SKYLIGHTRATIO20%_3Dview.png | WIDTH40_LENGTH60_HIGHT8_ORIENTATION315_WINDOWSRATIO10%_SKYLIGHTRATIO20%.json
60 | 50 | 8 | 315 | 20% | 40% | 6000 | 28 | 38 | 1.2933 | 0.32333 | 53.2667 | 0.95709 | 54.2237 | WIDTH50_LENGTH60_HIGHT8_ORIENTATION315_WINDOWSRATIO10%_SKYLIGHTRATIO20%_3Dview.png | WIDTH50_LENGTH60_HIGHT8_ORIENTATION315_WINDOWSRATIO10%_SKYLIGHTRATIO20%.json
50 | 60 | 8 | 315 | 20% | 40% | 6000 | 38 | 28 | 1.2933 | 0.32333 | 53.2502 | 0.96542 | 54.2157 | WIDTH60_LENGTH60_HIGHT8_ORIENTATION315_WINDOWSRATIO10%_SKYLIGHTRATIO20%_3Dview.png | WIDTH60_LENGTH60_HIGHT8_ORIENTATION315_WINDOWSRATIO10%_SKYLIGHTRATIO20%.json
60 | 50 | 8 | 0 | 30% | 40% | 6000 | 28 | 38 | 1.2933 | 0.32333 | 53.827 | 0.77862 | 54.6056 | WIDTH30_LENGTH30_HIGHT12_ORIENTATION315_WINDOWSRATIO10%_SKYLIGHTRATIO20%_3Dview.png | WIDTH30_LENGTH30_HIGHT12_ORIENTATION315_WINDOWSRATIO10%_SKYLIGHTRATIO20%.json
50 | 60 | 8 | 0 | 30% | 40% | 6000 | 38 | 28 | 1.2933 | 0.32333 | 53.8111 | 0.7921 | 54.6032 | WIDTH40_LENGTH30_HIGHT12_ORIENTATION315_WINDOWSRATIO10%_SKYLIGHTRATIO20%_3Dview.png | WIDTH40_LENGTH30_HIGHT12_ORIENTATION315_WINDOWSRATIO10%_SKYLIGHTRATIO20%.json
60 | 50 | 8 | 45 | 30% | 40% | 6000 | 28 | 38 | 1.2933 | 0.32333 | 53.7349 | 0.82881 | 54.5637 | WIDTH50_LENGTH30_HIGHT12_ORIENTATION315_WINDOWSRATIO10%_SKYLIGHTRATIO20%_3Dview.png | WIDTH50_LENGTH30_HIGHT12_ORIENTATION315_WINDOWSRATIO10%_SKYLIGHTRATIO20%.json
50 | 60 | 8 | 45 | 30% | 40% | 6000 | 38 | 28 | 1.2933 | 0.32333 | 53.7332 | 0.8275 | 54.5607 | WIDTH60_LENGTH30_HIGHT12_ORIENTATION315_WINDOWSRATIO10%_SKYLIGHTRATIO20%_3Dview.png | WIDTH60_LENGTH30_HIGHT12_ORIENTATION315_WINDOWSRATIO10%_SKYLIGHTRATIO20%.json
60 | 50 | 8 | 90 | 30% | 40% | 6000 | 28 | 38 | 1.2933 | 0.32333 | 53.812 | 0.79169 | 54.6037 | WIDTH30_LENGTH40_HIGHT12_ORIENTATION315_WINDOWSRATIO10%_SKYLIGHTRATIO20%_3Dview.png | WIDTH30_LENGTH40_HIGHT12_ORIENTATION315_WINDOWSRATIO10%_SKYLIGHTRATIO20%.json
50 | 60 | 8 | 90 | 30% | 40% | 6000 | 38 | 28 | 1.2933 | 0.32333 | 53.8236 | 0.7768 | 54.6004 | WIDTH40_LENGTH40_HIGHT12_ORIENTATION315_WINDOWSRATIO10%_SKYLIGHTRATIO20%_3Dview.png | WIDTH40_LENGTH40_HIGHT12_ORIENTATION315_WINDOWSRATIO10%_SKYLIGHTRATIO20%.json
60 | 50 | 8 | 135 | 30% | 40% | 6000 | 28 | 38 | 1.2933 | 0.32333 | 53.7059 | 0.84608 | 54.552 | WIDTH50_LENGTH40_HIGHT12_ORIENTATION315_WINDOWSRATIO10%_SKYLIGHTRATIO20%_3Dview.png | WIDTH50_LENGTH40_HIGHT12_ORIENTATION315_WINDOWSRATIO10%_SKYLIGHTRATIO20%.json
50 | 60 | 8 | 135 | 30% | 40% | 6000 | 38 | 28 | 1.2933 | 0.32333 | 53.7077 | 0.85134 | 54.5591 | WIDTH60_LENGTH40_HIGHT12_ORIENTATION315_WINDOWSRATIO10%_SKYLIGHTRATIO20%_3Dview.png | WIDTH60_LENGTH40_HIGHT12_ORIENTATION315_WINDOWSRATIO10%_SKYLIGHTRATIO20%.json
60 | 50 | 8 | 180 | 30% | 40% | 6000 | 28 | 38 | 1.2933 | 0.32333 | 53.827 | 0.77862 | 54.6056 | WIDTH30_LENGTH50_HIGHT12_ORIENTATION315_WINDOWSRATIO10%_SKYLIGHTRATIO20%_3Dview.png | WIDTH30_LENGTH50_HIGHT12_ORIENTATION315_WINDOWSRATIO10%_SKYLIGHTRATIO20%.json
50 | 60 | 8 | 180 | 30% | 40% | 6000 | 38 | 28 | 1.2933 | 0.32333 | 53.8111 | 0.7921 | 54.6032 | WIDTH40_LENGTH50_HIGHT12_ORIENTATION315_WINDOWSRATIO10%_SKYLIGHTRATIO20%_3Dview.png | WIDTH40_LENGTH50_HIGHT12_ORIENTATION315_WINDOWSRATIO10%_SKYLIGHTRATIO20%.json
60 | 50 | 8 | 225 | 30% | 40% | 6000 | 28 | 38 | 1.2933 | 0.32333 | 53.7264 | 0.8342 | 54.5606 | WIDTH50_LENGTH50_HIGHT12_ORIENTATION315_WINDOWSRATIO10%_SKYLIGHTRATIO20%_3Dview.png | WIDTH50_LENGTH50_HIGHT12_ORIENTATION315_WINDOWSRATIO10%_SKYLIGHTRATIO20%.json
50 | 60 | 8 | 225 | 30% | 40% | 6000 | 38 | 28 | 1.2933 | 0.32333 | 53.7332 | 0.8275 | 54.5607 | WIDTH60_LENGTH50_HIGHT12_ORIENTATION315_WINDOWSRATIO10%_SKYLIGHTRATIO20%_3Dview.png | WIDTH60_LENGTH50_HIGHT12_ORIENTATION315_WINDOWSRATIO10%_SKYLIGHTRATIO20%.json
60 | 50 | 8 | 270 | 30% | 40% | 6000 | 28 | 38 | 1.2933 | 0.32333 | 53.812 | 0.79169 | 54.6037 | WIDTH30_LENGTH60_HIGHT12_ORIENTATION315_WINDOWSRATIO10%_SKYLIGHTRATIO20%_3Dview.png | WIDTH30_LENGTH60_HIGHT12_ORIENTATION315_WINDOWSRATIO10%_SKYLIGHTRATIO20%.json
50 | 60 | 8 | 270 | 30% | 40% | 6000 | 38 | 28 | 1.2933 | 0.32333 | 53.8236 | 0.7768 | 54.6004 | WIDTH40_LENGTH60_HIGHT12_ORIENTATION315_WINDOWSRATIO10%_SKYLIGHTRATIO20%_3Dview.png | WIDTH40_LENGTH60_HIGHT12_ORIENTATION315_WINDOWSRATIO10%_SKYLIGHTRATIO20%.json
60 | 50 | 8 | 315 | 30% | 40% | 6000 | 28 | 38 | 1.2933 | 0.32333 | 53.7231 | 0.83784 | 54.5609 | WIDTH50_LENGTH60_HIGHT12_ORIENTATION315_WINDOWSRATIO10%_SKYLIGHTRATIO20%_3Dview.png | WIDTH50_LENGTH60_HIGHT12_ORIENTATION315_WINDOWSRATIO10%_SKYLIGHTRATIO20%.json
50 | 60 | 8 | 315 | 30% | 40% | 6000 | 38 | 28 | 1.2933 | 0.32333 | 53.7082 | 0.84437 | 54.5525 | WIDTH60_LENGTH60_HIGHT12_ORIENTATION315_WINDOWSRATIO10%_SKYLIGHTRATIO20%_3Dview.png | WIDTH60_LENGTH60_HIGHT12_ORIENTATION315_WINDOWSRATIO10%_SKYLIGHTRATIO20%.json
60 | 50 | 8 | 0 | 40% | 40% | 6000 | 28 | 38 | 1.2933 | 0.32333 | 54.1886 | 0.68133 | 54.8699 | WIDTH30_LENGTH30_HIGHT16_ORIENTATION315_WINDOWSRATIO10%_SKYLIGHTRATIO20%_3Dview.png | WIDTH30_LENGTH30_HIGHT16_ORIENTATION315_WINDOWSRATIO10%_SKYLIGHTRATIO20%.json
50 | 60 | 8 | 0 | 40% | 40% | 6000 | 38 | 28 | 1.2933 | 0.32333 | 54.1642 | 0.69569 | 54.8599 | WIDTH40_LENGTH30_HIGHT16_ORIENTATION315_WINDOWSRATIO10%_SKYLIGHTRATIO20%_3Dview.png | WIDTH40_LENGTH30_HIGHT16_ORIENTATION315_WINDOWSRATIO10%_SKYLIGHTRATIO20%.json
60 | 50 | 8 | 45 | 40% | 40% | 6000 | 28 | 38 | 1.2933 | 0.32333 | 54.086 | 0.7349 | 54.8209 | WIDTH50_LENGTH30_HIGHT16_ORIENTATION315_WINDOWSRATIO10%_SKYLIGHTRATIO20%_3Dview.png | WIDTH50_LENGTH30_HIGHT16_ORIENTATION315_WINDOWSRATIO10%_SKYLIGHTRATIO20%.json
50 | 60 | 8 | 45 | 40% | 40% | 6000 | 38 | 28 | 1.2933 | 0.32333 | 54.0875 | 0.73368 | 54.8212 | WIDTH60_LENGTH30_HIGHT16_ORIENTATION315_WINDOWSRATIO10%_SKYLIGHTRATIO20%_3Dview.png | WIDTH60_LENGTH30_HIGHT16_ORIENTATION315_WINDOWSRATIO10%_SKYLIGHTRATIO20%.json
60 | 50 | 8 | 90 | 40% | 40% | 6000 | 28 | 38 | 1.2933 | 0.32333 | 54.1648 | 0.69527 | 54.8601 | WIDTH30_LENGTH40_HIGHT16_ORIENTATION315_WINDOWSRATIO10%_SKYLIGHTRATIO20%_3Dview.png | WIDTH30_LENGTH40_HIGHT16_ORIENTATION315_WINDOWSRATIO10%_SKYLIGHTRATIO20%.json
50 | 60 | 8 | 90 | 40% | 40% | 6000 | 38 | 28 | 1.2933 | 0.32333 | 54.1862 | 0.67998 | 54.8662 | WIDTH40_LENGTH40_HIGHT16_ORIENTATION315_WINDOWSRATIO10%_SKYLIGHTRATIO20%_3Dview.png | WIDTH40_LENGTH40_HIGHT16_ORIENTATION315_WINDOWSRATIO10%_SKYLIGHTRATIO20%.json
60 | 50 | 8 | 135 | 40% | 40% | 6000 | 28 | 38 | 1.2933 | 0.32333 | 54.0645 | 0.74974 | 54.8142 | WIDTH50_LENGTH40_HIGHT16_ORIENTATION315_WINDOWSRATIO10%_SKYLIGHTRATIO20%_3Dview.png | WIDTH50_LENGTH40_HIGHT16_ORIENTATION315_WINDOWSRATIO10%_SKYLIGHTRATIO20%.json
50 | 60 | 8 | 135 | 40% | 40% | 6000 | 38 | 28 | 1.2933 | 0.32333 | 54.0626 | 0.75487 | 54.8174 | WIDTH60_LENGTH40_HIGHT16_ORIENTATION315_WINDOWSRATIO10%_SKYLIGHTRATIO20%_3Dview.png | WIDTH60_LENGTH40_HIGHT16_ORIENTATION315_WINDOWSRATIO10%_SKYLIGHTRATIO20%.json
60 | 50 | 8 | 180 | 40% | 40% | 6000 | 28 | 38 | 1.2933 | 0.32333 | 54.1886 | 0.68133 | 54.8699 | WIDTH30_LENGTH50_HIGHT16_ORIENTATION315_WINDOWSRATIO10%_SKYLIGHTRATIO20%_3Dview.png | WIDTH30_LENGTH50_HIGHT16_ORIENTATION315_WINDOWSRATIO10%_SKYLIGHTRATIO20%.json
50 | 60 | 8 | 180 | 40% | 40% | 6000 | 38 | 28 | 1.2933 | 0.32333 | 54.1642 | 0.69569 | 54.8599 | WIDTH40_LENGTH50_HIGHT16_ORIENTATION315_WINDOWSRATIO10%_SKYLIGHTRATIO20%_3Dview.png | WIDTH40_LENGTH50_HIGHT16_ORIENTATION315_WINDOWSRATIO10%_SKYLIGHTRATIO20%.json
60 | 50 | 8 | 225 | 40% | 40% | 6000 | 28 | 38 | 1.2933 | 0.32333 | 54.0785 | 0.74002 | 54.8185 | WIDTH50_LENGTH50_HIGHT16_ORIENTATION315_WINDOWSRATIO10%_SKYLIGHTRATIO20%_3Dview.png | WIDTH50_LENGTH50_HIGHT16_ORIENTATION315_WINDOWSRATIO10%_SKYLIGHTRATIO20%.json
50 | 60 | 8 | 225 | 40% | 40% | 6000 | 38 | 28 | 1.2933 | 0.32333 | 54.0875 | 0.73368 | 54.8212 | WIDTH60_LENGTH50_HIGHT16_ORIENTATION315_WINDOWSRATIO10%_SKYLIGHTRATIO20%_3Dview.png | WIDTH60_LENGTH50_HIGHT16_ORIENTATION315_WINDOWSRATIO10%_SKYLIGHTRATIO20%.json
60 | 50 | 8 | 270 | 40% | 40% | 6000 | 28 | 38 | 1.2933 | 0.32333 | 54.1648 | 0.69527 | 54.8601 | WIDTH30_LENGTH60_HIGHT16_ORIENTATION315_WINDOWSRATIO10%_SKYLIGHTRATIO20%_3Dview.png | WIDTH30_LENGTH60_HIGHT16_ORIENTATION315_WINDOWSRATIO10%_SKYLIGHTRATIO20%.json
50 | 60 | 8 | 270 | 40% | 40% | 6000 | 38 | 28 | 1.2933 | 0.32333 | 54.1862 | 0.67998 | 54.8662 | WIDTH40_LENGTH60_HIGHT16_ORIENTATION315_WINDOWSRATIO10%_SKYLIGHTRATIO20%_3Dview.png | WIDTH40_LENGTH60_HIGHT16_ORIENTATION315_WINDOWSRATIO10%_SKYLIGHTRATIO20%.json
60 | 50 | 8 | 315 | 40% | 40% | 6000 | 28 | 38 | 1.2933 | 0.32333 | 54.0779 | 0.74214 | 54.8201 | WIDTH50_LENGTH60_HIGHT16_ORIENTATION315_WINDOWSRATIO10%_SKYLIGHTRATIO20%_3Dview.png | WIDTH50_LENGTH60_HIGHT16_ORIENTATION315_WINDOWSRATIO10%_SKYLIGHTRATIO20%.json
50 | 60 | 8 | 315 | 40% | 40% | 6000 | 38 | 28 | 1.2933 | 0.32333 | 54.0622 | 0.74962 | 54.8119 | WIDTH60_LENGTH60_HIGHT16_ORIENTATION315_WINDOWSRATIO10%_SKYLIGHTRATIO20%_3Dview.png | WIDTH60_LENGTH60_HIGHT16_ORIENTATION315_WINDOWSRATIO10%_SKYLIGHTRATIO20%.json
60 | 60 | 8 | 0 | 10% | 10% | 7200 | 38 | 38 | 1.2667 | 0.31667 | 44.1118 | 1.4352 | 45.547 | WIDTH30_LENGTH30_HIGHT8_ORIENTATION0_WINDOWSRATIO20%_SKYLIGHTRATIO20%_3Dview.png | WIDTH30_LENGTH30_HIGHT8_ORIENTATION0_WINDOWSRATIO20%_SKYLIGHTRATIO20%.json
60 | 60 | 8 | 45 | 10% | 10% | 7200 | 38 | 38 | 1.2667 | 0.31667 | 44.0358 | 1.4727 | 45.5085 | WIDTH40_LENGTH30_HIGHT8_ORIENTATION0_WINDOWSRATIO20%_SKYLIGHTRATIO20%_3Dview.png | WIDTH40_LENGTH30_HIGHT8_ORIENTATION0_WINDOWSRATIO20%_SKYLIGHTRATIO20%.json
60 | 60 | 8 | 90 | 10% | 10% | 7200 | 38 | 38 | 1.2667 | 0.31667 | 44.111 | 1.4344 | 45.5454 | WIDTH50_LENGTH30_HIGHT8_ORIENTATION0_WINDOWSRATIO20%_SKYLIGHTRATIO20%_3Dview.png | WIDTH50_LENGTH30_HIGHT8_ORIENTATION0_WINDOWSRATIO20%_SKYLIGHTRATIO20%.json
60 | 60 | 8 | 135 | 10% | 10% | 7200 | 38 | 38 | 1.2667 | 0.31667 | 44.0314 | 1.474 | 45.5053 | WIDTH60_LENGTH30_HIGHT8_ORIENTATION0_WINDOWSRATIO20%_SKYLIGHTRATIO20%_3Dview.png | WIDTH60_LENGTH30_HIGHT8_ORIENTATION0_WINDOWSRATIO20%_SKYLIGHTRATIO20%.json
60 | 60 | 8 | 180 | 10% | 10% | 7200 | 38 | 38 | 1.2667 | 0.31667 | 44.1118 | 1.4352 | 45.547 | WIDTH30_LENGTH40_HIGHT8_ORIENTATION0_WINDOWSRATIO20%_SKYLIGHTRATIO20%_3Dview.png | WIDTH30_LENGTH40_HIGHT8_ORIENTATION0_WINDOWSRATIO20%_SKYLIGHTRATIO20%.json
60 | 60 | 8 | 225 | 10% | 10% | 7200 | 38 | 38 | 1.2667 | 0.31667 | 44.0325 | 1.4738 | 45.5063 | WIDTH40_LENGTH40_HIGHT8_ORIENTATION0_WINDOWSRATIO20%_SKYLIGHTRATIO20%_3Dview.png | WIDTH40_LENGTH40_HIGHT8_ORIENTATION0_WINDOWSRATIO20%_SKYLIGHTRATIO20%.json
60 | 60 | 8 | 270 | 10% | 10% | 7200 | 38 | 38 | 1.2667 | 0.31667 | 44.111 | 1.4344 | 45.5454 | WIDTH50_LENGTH40_HIGHT8_ORIENTATION0_WINDOWSRATIO20%_SKYLIGHTRATIO20%_3Dview.png | WIDTH50_LENGTH40_HIGHT8_ORIENTATION0_WINDOWSRATIO20%_SKYLIGHTRATIO20%.json
60 | 60 | 8 | 315 | 10% | 10% | 7200 | 38 | 38 | 1.2667 | 0.31667 | 44.031 | 1.4742 | 45.5052 | WIDTH60_LENGTH40_HIGHT8_ORIENTATION0_WINDOWSRATIO20%_SKYLIGHTRATIO20%_3Dview.png | WIDTH60_LENGTH40_HIGHT8_ORIENTATION0_WINDOWSRATIO20%_SKYLIGHTRATIO20%.json
60 | 60 | 8 | 0 | 20% | 10% | 7200 | 38 | 38 | 1.2667 | 0.31667 | 44.8216 | 1.2766 | 46.0982 | WIDTH30_LENGTH50_HIGHT8_ORIENTATION0_WINDOWSRATIO20%_SKYLIGHTRATIO20%_3Dview.png | WIDTH30_LENGTH50_HIGHT8_ORIENTATION0_WINDOWSRATIO20%_SKYLIGHTRATIO20%.json
60 | 60 | 8 | 45 | 20% | 10% | 7200 | 38 | 38 | 1.2667 | 0.31667 | 44.7365 | 1.3222 | 46.0586 | WIDTH40_LENGTH50_HIGHT8_ORIENTATION0_WINDOWSRATIO20%_SKYLIGHTRATIO20%_3Dview.png | WIDTH40_LENGTH50_HIGHT8_ORIENTATION0_WINDOWSRATIO20%_SKYLIGHTRATIO20%.json
60 | 60 | 8 | 90 | 20% | 10% | 7200 | 38 | 38 | 1.2667 | 0.31667 | 44.8209 | 1.2756 | 46.0966 | WIDTH50_LENGTH50_HIGHT8_ORIENTATION0_WINDOWSRATIO20%_SKYLIGHTRATIO20%_3Dview.png | WIDTH50_LENGTH50_HIGHT8_ORIENTATION0_WINDOWSRATIO20%_SKYLIGHTRATIO20%.json
60 | 60 | 8 | 135 | 20% | 10% | 7200 | 38 | 38 | 1.2667 | 0.31667 | 44.7326 | 1.3234 | 46.056 | WIDTH60_LENGTH50_HIGHT8_ORIENTATION0_WINDOWSRATIO20%_SKYLIGHTRATIO20%_3Dview.png | WIDTH60_LENGTH50_HIGHT8_ORIENTATION0_WINDOWSRATIO20%_SKYLIGHTRATIO20%.json
60 | 60 | 8 | 180 | 20% | 10% | 7200 | 38 | 38 | 1.2667 | 0.31667 | 44.8216 | 1.2766 | 46.0982 | WIDTH30_LENGTH60_HIGHT8_ORIENTATION0_WINDOWSRATIO20%_SKYLIGHTRATIO20%_3Dview.png | WIDTH30_LENGTH60_HIGHT8_ORIENTATION0_WINDOWSRATIO20%_SKYLIGHTRATIO20%.json
60 | 60 | 8 | 225 | 20% | 10% | 7200 | 38 | 38 | 1.2667 | 0.31667 | 44.7337 | 1.3232 | 46.0569 | WIDTH40_LENGTH60_HIGHT8_ORIENTATION0_WINDOWSRATIO20%_SKYLIGHTRATIO20%_3Dview.png | WIDTH40_LENGTH60_HIGHT8_ORIENTATION0_WINDOWSRATIO20%_SKYLIGHTRATIO20%.json
60 | 60 | 8 | 270 | 20% | 10% | 7200 | 38 | 38 | 1.2667 | 0.31667 | 44.8209 | 1.2756 | 46.0966 | WIDTH50_LENGTH60_HIGHT8_ORIENTATION0_WINDOWSRATIO20%_SKYLIGHTRATIO20%_3Dview.png | WIDTH50_LENGTH60_HIGHT8_ORIENTATION0_WINDOWSRATIO20%_SKYLIGHTRATIO20%.json
60 | 60 | 8 | 315 | 20% | 10% | 7200 | 38 | 38 | 1.2667 | 0.31667 | 44.7321 | 1.3237 | 46.0558 | WIDTH60_LENGTH60_HIGHT8_ORIENTATION0_WINDOWSRATIO20%_SKYLIGHTRATIO20%_3Dview.png | WIDTH60_LENGTH60_HIGHT8_ORIENTATION0_WINDOWSRATIO20%_SKYLIGHTRATIO20%.json
60 | 60 | 8 | 0 | 30% | 10% | 7200 | 38 | 38 | 1.2667 | 0.31667 | 45.3872 | 1.1389 | 46.5261 | WIDTH30_LENGTH30_HIGHT12_ORIENTATION0_WINDOWSRATIO20%_SKYLIGHTRATIO20%_3Dview.png | WIDTH30_LENGTH30_HIGHT12_ORIENTATION0_WINDOWSRATIO20%_SKYLIGHTRATIO20%.json
60 | 60 | 8 | 45 | 30% | 10% | 7200 | 38 | 38 | 1.2667 | 0.31667 | 45.2956 | 1.1892 | 46.4847 | WIDTH40_LENGTH30_HIGHT12_ORIENTATION0_WINDOWSRATIO20%_SKYLIGHTRATIO20%_3Dview.png | WIDTH40_LENGTH30_HIGHT12_ORIENTATION0_WINDOWSRATIO20%_SKYLIGHTRATIO20%.json
60 | 60 | 8 | 90 | 30% | 10% | 7200 | 38 | 38 | 1.2667 | 0.31667 | 45.3867 | 1.1388 | 46.5255 | WIDTH50_LENGTH30_HIGHT12_ORIENTATION0_WINDOWSRATIO20%_SKYLIGHTRATIO20%_3Dview.png | WIDTH50_LENGTH30_HIGHT12_ORIENTATION0_WINDOWSRATIO20%_SKYLIGHTRATIO20%.json
60 | 60 | 8 | 135 | 30% | 10% | 7200 | 38 | 38 | 1.2667 | 0.31667 | 45.2921 | 1.1904 | 46.4825 | WIDTH60_LENGTH30_HIGHT12_ORIENTATION0_WINDOWSRATIO20%_SKYLIGHTRATIO20%_3Dview.png | WIDTH60_LENGTH30_HIGHT12_ORIENTATION0_WINDOWSRATIO20%_SKYLIGHTRATIO20%.json
60 | 60 | 8 | 180 | 30% | 10% | 7200 | 38 | 38 | 1.2667 | 0.31667 | 45.3872 | 1.1389 | 46.5261 | WIDTH30_LENGTH40_HIGHT12_ORIENTATION0_WINDOWSRATIO20%_SKYLIGHTRATIO20%_3Dview.png | WIDTH30_LENGTH40_HIGHT12_ORIENTATION0_WINDOWSRATIO20%_SKYLIGHTRATIO20%.json
60 | 60 | 8 | 225 | 30% | 10% | 7200 | 38 | 38 | 1.2667 | 0.31667 | 45.2932 | 1.1901 | 46.4834 | WIDTH40_LENGTH40_HIGHT12_ORIENTATION0_WINDOWSRATIO20%_SKYLIGHTRATIO20%_3Dview.png | WIDTH40_LENGTH40_HIGHT12_ORIENTATION0_WINDOWSRATIO20%_SKYLIGHTRATIO20%.json
60 | 60 | 8 | 270 | 30% | 10% | 7200 | 38 | 38 | 1.2667 | 0.31667 | 45.3867 | 1.1388 | 46.5255 | WIDTH50_LENGTH40_HIGHT12_ORIENTATION0_WINDOWSRATIO20%_SKYLIGHTRATIO20%_3Dview.png | WIDTH50_LENGTH40_HIGHT12_ORIENTATION0_WINDOWSRATIO20%_SKYLIGHTRATIO20%.json
60 | 60 | 8 | 315 | 30% | 10% | 7200 | 38 | 38 | 1.2667 | 0.31667 | 45.2916 | 1.1906 | 46.4822 | WIDTH60_LENGTH40_HIGHT12_ORIENTATION0_WINDOWSRATIO20%_SKYLIGHTRATIO20%_3Dview.png | WIDTH60_LENGTH40_HIGHT12_ORIENTATION0_WINDOWSRATIO20%_SKYLIGHTRATIO20%.json
60 | 60 | 8 | 0 | 40% | 10% | 7200 | 38 | 38 | 1.2667 | 0.31667 | 45.8423 | 1.0226 | 46.8649 | WIDTH30_LENGTH50_HIGHT12_ORIENTATION0_WINDOWSRATIO20%_SKYLIGHTRATIO20%_3Dview.png | WIDTH30_LENGTH50_HIGHT12_ORIENTATION0_WINDOWSRATIO20%_SKYLIGHTRATIO20%.json
60 | 60 | 8 | 45 | 40% | 10% | 7200 | 38 | 38 | 1.2667 | 0.31667 | 45.7438 | 1.0793 | 46.823 | WIDTH40_LENGTH50_HIGHT12_ORIENTATION0_WINDOWSRATIO20%_SKYLIGHTRATIO20%_3Dview.png | WIDTH40_LENGTH50_HIGHT12_ORIENTATION0_WINDOWSRATIO20%_SKYLIGHTRATIO20%.json
60 | 60 | 8 | 90 | 40% | 10% | 7200 | 38 | 38 | 1.2667 | 0.31667 | 45.8418 | 1.0216 | 46.8633 | WIDTH50_LENGTH50_HIGHT12_ORIENTATION0_WINDOWSRATIO20%_SKYLIGHTRATIO20%_3Dview.png | WIDTH50_LENGTH50_HIGHT12_ORIENTATION0_WINDOWSRATIO20%_SKYLIGHTRATIO20%.json
60 | 60 | 8 | 135 | 40% | 10% | 7200 | 38 | 38 | 1.2667 | 0.31667 | 45.7402 | 1.0803 | 46.8205 | WIDTH60_LENGTH50_HIGHT12_ORIENTATION0_WINDOWSRATIO20%_SKYLIGHTRATIO20%_3Dview.png | WIDTH60_LENGTH50_HIGHT12_ORIENTATION0_WINDOWSRATIO20%_SKYLIGHTRATIO20%.json
60 | 60 | 8 | 180 | 40% | 10% | 7200 | 38 | 38 | 1.2667 | 0.31667 | 45.8423 | 1.0226 | 46.8649 | WIDTH30_LENGTH60_HIGHT12_ORIENTATION0_WINDOWSRATIO20%_SKYLIGHTRATIO20%_3Dview.png | WIDTH30_LENGTH60_HIGHT12_ORIENTATION0_WINDOWSRATIO20%_SKYLIGHTRATIO20%.json
60 | 60 | 8 | 225 | 40% | 10% | 7200 | 38 | 38 | 1.2667 | 0.31667 | 45.7416 | 1.0802 | 46.8218 | WIDTH40_LENGTH60_HIGHT12_ORIENTATION0_WINDOWSRATIO20%_SKYLIGHTRATIO20%_3Dview.png | WIDTH40_LENGTH60_HIGHT12_ORIENTATION0_WINDOWSRATIO20%_SKYLIGHTRATIO20%.json
60 | 60 | 8 | 270 | 40% | 10% | 7200 | 38 | 38 | 1.2667 | 0.31667 | 45.8418 | 1.0216 | 46.8633 | WIDTH50_LENGTH60_HIGHT12_ORIENTATION0_WINDOWSRATIO20%_SKYLIGHTRATIO20%_3Dview.png | WIDTH50_LENGTH60_HIGHT12_ORIENTATION0_WINDOWSRATIO20%_SKYLIGHTRATIO20%.json
60 | 60 | 8 | 315 | 40% | 10% | 7200 | 38 | 38 | 1.2667 | 0.31667 | 45.7396 | 1.0805 | 46.8201 | WIDTH60_LENGTH60_HIGHT12_ORIENTATION0_WINDOWSRATIO20%_SKYLIGHTRATIO20%_3Dview.png | WIDTH60_LENGTH60_HIGHT12_ORIENTATION0_WINDOWSRATIO20%_SKYLIGHTRATIO20%.json
60 | 60 | 8 | 0 | 10% | 20% | 7200 | 38 | 38 | 1.2667 | 0.31667 | 44.9313 | 1.2475 | 46.1788 | WIDTH30_LENGTH30_HIGHT16_ORIENTATION0_WINDOWSRATIO20%_SKYLIGHTRATIO20%_3Dview.png | WIDTH30_LENGTH30_HIGHT16_ORIENTATION0_WINDOWSRATIO20%_SKYLIGHTRATIO20%.json
60 | 60 | 8 | 45 | 10% | 20% | 7200 | 38 | 38 | 1.2667 | 0.31667 | 44.865 | 1.282 | 46.1471 | WIDTH40_LENGTH30_HIGHT16_ORIENTATION0_WINDOWSRATIO20%_SKYLIGHTRATIO20%_3Dview.png | WIDTH40_LENGTH30_HIGHT16_ORIENTATION0_WINDOWSRATIO20%_SKYLIGHTRATIO20%.json
60 | 60 | 8 | 90 | 10% | 20% | 7200 | 38 | 38 | 1.2667 | 0.31667 | 44.9303 | 1.2475 | 46.1779 | WIDTH50_LENGTH30_HIGHT16_ORIENTATION0_WINDOWSRATIO20%_SKYLIGHTRATIO20%_3Dview.png | WIDTH50_LENGTH30_HIGHT16_ORIENTATION0_WINDOWSRATIO20%_SKYLIGHTRATIO20%.json
60 | 60 | 8 | 135 | 10% | 20% | 7200 | 38 | 38 | 1.2667 | 0.31667 | 48.9458 | 1.2895 | 50.2353 | WIDTH60_LENGTH30_HIGHT16_ORIENTATION0_WINDOWSRATIO20%_SKYLIGHTRATIO20%_3Dview.png | WIDTH60_LENGTH30_HIGHT16_ORIENTATION0_WINDOWSRATIO20%_SKYLIGHTRATIO20%.json
60 | 60 | 8 | 180 | 10% | 20% | 7200 | 38 | 38 | 1.2667 | 0.31667 | 44.9313 | 1.2475 | 46.1788 | WIDTH30_LENGTH40_HIGHT16_ORIENTATION0_WINDOWSRATIO20%_SKYLIGHTRATIO20%_3Dview.png | WIDTH30_LENGTH40_HIGHT16_ORIENTATION0_WINDOWSRATIO20%_SKYLIGHTRATIO20%.json
60 | 60 | 8 | 225 | 10% | 20% | 7200 | 38 | 38 | 1.2667 | 0.31667 | 44.8459 | 1.289 | 46.1349 | WIDTH40_LENGTH40_HIGHT16_ORIENTATION0_WINDOWSRATIO20%_SKYLIGHTRATIO20%_3Dview.png | WIDTH40_LENGTH40_HIGHT16_ORIENTATION0_WINDOWSRATIO20%_SKYLIGHTRATIO20%.json
60 | 60 | 8 | 270 | 10% | 20% | 7200 | 38 | 38 | 1.2667 | 0.31667 | 44.9303 | 1.2475 | 46.1779 | WIDTH50_LENGTH40_HIGHT16_ORIENTATION0_WINDOWSRATIO20%_SKYLIGHTRATIO20%_3Dview.png | WIDTH50_LENGTH40_HIGHT16_ORIENTATION0_WINDOWSRATIO20%_SKYLIGHTRATIO20%.json
60 | 60 | 8 | 315 | 10% | 20% | 7200 | 38 | 38 | 1.2667 | 0.31667 | 48.96 | 1.2877 | 50.2477 | WIDTH60_LENGTH40_HIGHT16_ORIENTATION0_WINDOWSRATIO20%_SKYLIGHTRATIO20%_3Dview.png | WIDTH60_LENGTH40_HIGHT16_ORIENTATION0_WINDOWSRATIO20%_SKYLIGHTRATIO20%.json
60 | 60 | 8 | 0 | 20% | 20% | 7200 | 38 | 38 | 1.2667 | 0.31667 | 45.5476 | 1.0985 | 46.6461 | WIDTH30_LENGTH50_HIGHT16_ORIENTATION0_WINDOWSRATIO20%_SKYLIGHTRATIO20%_3Dview.png | WIDTH30_LENGTH50_HIGHT16_ORIENTATION0_WINDOWSRATIO20%_SKYLIGHTRATIO20%.json
60 | 60 | 8 | 45 | 20% | 20% | 7200 | 38 | 38 | 1.2667 | 0.31667 | 45.4713 | 1.1399 | 46.6112 | WIDTH40_LENGTH50_HIGHT16_ORIENTATION0_WINDOWSRATIO20%_SKYLIGHTRATIO20%_3Dview.png | WIDTH40_LENGTH50_HIGHT16_ORIENTATION0_WINDOWSRATIO20%_SKYLIGHTRATIO20%.json
60 | 60 | 8 | 90 | 20% | 20% | 7200 | 38 | 38 | 1.2667 | 0.31667 | 45.5476 | 1.0976 | 46.6452 | WIDTH50_LENGTH50_HIGHT16_ORIENTATION0_WINDOWSRATIO20%_SKYLIGHTRATIO20%_3Dview.png | WIDTH50_LENGTH50_HIGHT16_ORIENTATION0_WINDOWSRATIO20%_SKYLIGHTRATIO20%.json
60 | 60 | 8 | 135 | 20% | 20% | 7200 | 38 | 38 | 1.2667 | 0.31667 | 45.4534 | 1.1461 | 46.5995 | WIDTH60_LENGTH50_HIGHT16_ORIENTATION0_WINDOWSRATIO20%_SKYLIGHTRATIO20%_3Dview.png | WIDTH60_LENGTH50_HIGHT16_ORIENTATION0_WINDOWSRATIO20%_SKYLIGHTRATIO20%.json
60 | 60 | 8 | 180 | 20% | 20% | 7200 | 38 | 38 | 1.2667 | 0.31667 | 45.5476 | 1.0985 | 46.6461 | WIDTH30_LENGTH60_HIGHT16_ORIENTATION0_WINDOWSRATIO20%_SKYLIGHTRATIO20%_3Dview.png | WIDTH30_LENGTH60_HIGHT16_ORIENTATION0_WINDOWSRATIO20%_SKYLIGHTRATIO20%.json
60 | 60 | 8 | 225 | 20% | 20% | 7200 | 38 | 38 | 1.2667 | 0.31667 | 45.4543 | 1.1458 | 46.6001 | WIDTH40_LENGTH60_HIGHT16_ORIENTATION0_WINDOWSRATIO20%_SKYLIGHTRATIO20%_3Dview.png | WIDTH40_LENGTH60_HIGHT16_ORIENTATION0_WINDOWSRATIO20%_SKYLIGHTRATIO20%.json
60 | 60 | 8 | 270 | 20% | 20% | 7200 | 38 | 38 | 1.2667 | 0.31667 | 45.5476 | 1.0976 | 46.6452 | WIDTH50_LENGTH60_HIGHT16_ORIENTATION0_WINDOWSRATIO20%_SKYLIGHTRATIO20%_3Dview.png | WIDTH50_LENGTH60_HIGHT16_ORIENTATION0_WINDOWSRATIO20%_SKYLIGHTRATIO20%.json
60 | 60 | 8 | 315 | 20% | 20% | 7200 | 38 | 38 | 1.2667 | 0.31667 | 45.4632 | 1.1461 | 46.6092 | WIDTH60_LENGTH60_HIGHT16_ORIENTATION0_WINDOWSRATIO20%_SKYLIGHTRATIO20%_3Dview.png | WIDTH60_LENGTH60_HIGHT16_ORIENTATION0_WINDOWSRATIO20%_SKYLIGHTRATIO20%.json
60 | 60 | 8 | 0 | 30% | 20% | 7200 | 38 | 38 | 1.2667 | 0.31667 | 46.0387 | 0.97307 | 47.0118 | WIDTH30_LENGTH30_HIGHT8_ORIENTATION45_WINDOWSRATIO20%_SKYLIGHTRATIO20%_3Dview.png | WIDTH30_LENGTH30_HIGHT8_ORIENTATION45_WINDOWSRATIO20%_SKYLIGHTRATIO20%.json
60 | 60 | 8 | 45 | 30% | 20% | 7200 | 38 | 38 | 1.2667 | 0.31667 | 45.9507 | 1.02 | 46.9707 | WIDTH40_LENGTH30_HIGHT8_ORIENTATION45_WINDOWSRATIO20%_SKYLIGHTRATIO20%_3Dview.png | WIDTH40_LENGTH30_HIGHT8_ORIENTATION45_WINDOWSRATIO20%_SKYLIGHTRATIO20%.json
60 | 60 | 8 | 90 | 30% | 20% | 7200 | 38 | 38 | 1.2667 | 0.31667 | 46.0387 | 0.97267 | 47.0114 | WIDTH50_LENGTH30_HIGHT8_ORIENTATION45_WINDOWSRATIO20%_SKYLIGHTRATIO20%_3Dview.png | WIDTH50_LENGTH30_HIGHT8_ORIENTATION45_WINDOWSRATIO20%_SKYLIGHTRATIO20%.json
60 | 60 | 8 | 135 | 30% | 20% | 7200 | 38 | 38 | 1.2667 | 0.31667 | 45.9355 | 1.0259 | 46.9614 | WIDTH60_LENGTH30_HIGHT8_ORIENTATION45_WINDOWSRATIO20%_SKYLIGHTRATIO20%_3Dview.png | WIDTH60_LENGTH30_HIGHT8_ORIENTATION45_WINDOWSRATIO20%_SKYLIGHTRATIO20%.json
60 | 60 | 8 | 180 | 30% | 20% | 7200 | 38 | 38 | 1.2667 | 0.31667 | 46.0387 | 0.97307 | 47.0118 | WIDTH30_LENGTH40_HIGHT8_ORIENTATION45_WINDOWSRATIO20%_SKYLIGHTRATIO20%_3Dview.png | WIDTH30_LENGTH40_HIGHT8_ORIENTATION45_WINDOWSRATIO20%_SKYLIGHTRATIO20%.json
60 | 60 | 8 | 225 | 30% | 20% | 7200 | 38 | 38 | 1.2667 | 0.31667 | 45.9361 | 1.0255 | 46.9617 | WIDTH40_LENGTH40_HIGHT8_ORIENTATION45_WINDOWSRATIO20%_SKYLIGHTRATIO20%_3Dview.png | WIDTH40_LENGTH40_HIGHT8_ORIENTATION45_WINDOWSRATIO20%_SKYLIGHTRATIO20%.json
60 | 60 | 8 | 270 | 30% | 20% | 7200 | 38 | 38 | 1.2667 | 0.31667 | 46.0387 | 0.97267 | 47.0114 | WIDTH50_LENGTH40_HIGHT8_ORIENTATION45_WINDOWSRATIO20%_SKYLIGHTRATIO20%_3Dview.png | WIDTH50_LENGTH40_HIGHT8_ORIENTATION45_WINDOWSRATIO20%_SKYLIGHTRATIO20%.json
60 | 60 | 8 | 315 | 30% | 20% | 7200 | 38 | 38 | 1.2667 | 0.31667 | 45.9411 | 1.0258 | 46.9669 | WIDTH60_LENGTH40_HIGHT8_ORIENTATION45_WINDOWSRATIO20%_SKYLIGHTRATIO20%_3Dview.png | WIDTH60_LENGTH40_HIGHT8_ORIENTATION45_WINDOWSRATIO20%_SKYLIGHTRATIO20%.json
60 | 60 | 8 | 0 | 40% | 20% | 7200 | 38 | 38 | 1.2667 | 0.31667 | 46.4347 | 0.86857 | 47.3033 | WIDTH30_LENGTH50_HIGHT8_ORIENTATION45_WINDOWSRATIO20%_SKYLIGHTRATIO20%_3Dview.png | WIDTH30_LENGTH50_HIGHT8_ORIENTATION45_WINDOWSRATIO20%_SKYLIGHTRATIO20%.json
60 | 60 | 8 | 45 | 40% | 20% | 7200 | 38 | 38 | 1.2667 | 0.31667 | 46.3426 | 0.91688 | 47.2595 | WIDTH40_LENGTH50_HIGHT8_ORIENTATION45_WINDOWSRATIO20%_SKYLIGHTRATIO20%_3Dview.png | WIDTH40_LENGTH50_HIGHT8_ORIENTATION45_WINDOWSRATIO20%_SKYLIGHTRATIO20%.json
60 | 60 | 8 | 90 | 40% | 20% | 7200 | 38 | 38 | 1.2667 | 0.31667 | 46.4352 | 0.86756 | 47.3027 | WIDTH50_LENGTH50_HIGHT8_ORIENTATION45_WINDOWSRATIO20%_SKYLIGHTRATIO20%_3Dview.png | WIDTH50_LENGTH50_HIGHT8_ORIENTATION45_WINDOWSRATIO20%_SKYLIGHTRATIO20%.json
60 | 60 | 8 | 135 | 40% | 20% | 7200 | 38 | 38 | 1.2667 | 0.31667 | 46.3282 | 0.92215 | 47.2504 | WIDTH60_LENGTH50_HIGHT8_ORIENTATION45_WINDOWSRATIO20%_SKYLIGHTRATIO20%_3Dview.png | WIDTH60_LENGTH50_HIGHT8_ORIENTATION45_WINDOWSRATIO20%_SKYLIGHTRATIO20%.json
60 | 60 | 8 | 180 | 40% | 20% | 7200 | 38 | 38 | 1.2667 | 0.31667 | 46.4347 | 0.86857 | 47.3033 | WIDTH30_LENGTH60_HIGHT8_ORIENTATION45_WINDOWSRATIO20%_SKYLIGHTRATIO20%_3Dview.png | WIDTH30_LENGTH60_HIGHT8_ORIENTATION45_WINDOWSRATIO20%_SKYLIGHTRATIO20%.json
60 | 60 | 8 | 225 | 40% | 20% | 7200 | 38 | 38 | 1.2667 | 0.31667 | 46.3289 | 0.92193 | 47.2508 | WIDTH40_LENGTH60_HIGHT8_ORIENTATION45_WINDOWSRATIO20%_SKYLIGHTRATIO20%_3Dview.png | WIDTH40_LENGTH60_HIGHT8_ORIENTATION45_WINDOWSRATIO20%_SKYLIGHTRATIO20%.json
60 | 60 | 8 | 270 | 40% | 20% | 7200 | 38 | 38 | 1.2667 | 0.31667 | 46.4352 | 0.86756 | 47.3027 | WIDTH50_LENGTH60_HIGHT8_ORIENTATION45_WINDOWSRATIO20%_SKYLIGHTRATIO20%_3Dview.png | WIDTH50_LENGTH60_HIGHT8_ORIENTATION45_WINDOWSRATIO20%_SKYLIGHTRATIO20%.json
60 | 60 | 8 | 315 | 40% | 20% | 7200 | 38 | 38 | 1.2667 | 0.31667 | 46.3333 | 0.92113 | 47.2544 | WIDTH60_LENGTH60_HIGHT8_ORIENTATION45_WINDOWSRATIO20%_SKYLIGHTRATIO20%_3Dview.png | WIDTH60_LENGTH60_HIGHT8_ORIENTATION45_WINDOWSRATIO20%_SKYLIGHTRATIO20%.json
60 | 60 | 8 | 0 | 10% | 30% | 7200 | 38 | 38 | 1.2667 | 0.31667 | 53.6016 | 1.1093 | 54.711 | WIDTH30_LENGTH30_HIGHT12_ORIENTATION45_WINDOWSRATIO20%_SKYLIGHTRATIO20%_3Dview.png | WIDTH30_LENGTH30_HIGHT12_ORIENTATION45_WINDOWSRATIO20%_SKYLIGHTRATIO20%.json
60 | 60 | 8 | 45 | 10% | 30% | 7200 | 38 | 38 | 1.2667 | 0.31667 | 53.5396 | 1.1432 | 54.6828 | WIDTH40_LENGTH30_HIGHT12_ORIENTATION45_WINDOWSRATIO20%_SKYLIGHTRATIO20%_3Dview.png | WIDTH40_LENGTH30_HIGHT12_ORIENTATION45_WINDOWSRATIO20%_SKYLIGHTRATIO20%.json
60 | 60 | 8 | 90 | 10% | 30% | 7200 | 38 | 38 | 1.2667 | 0.31667 | 53.6012 | 1.1091 | 54.7103 | WIDTH50_LENGTH30_HIGHT12_ORIENTATION45_WINDOWSRATIO20%_SKYLIGHTRATIO20%_3Dview.png | WIDTH50_LENGTH30_HIGHT12_ORIENTATION45_WINDOWSRATIO20%_SKYLIGHTRATIO20%.json
60 | 60 | 8 | 135 | 10% | 30% | 7200 | 38 | 38 | 1.2667 | 0.31667 | 53.5055 | 1.1556 | 54.6611 | WIDTH60_LENGTH30_HIGHT12_ORIENTATION45_WINDOWSRATIO20%_SKYLIGHTRATIO20%_3Dview.png | WIDTH60_LENGTH30_HIGHT12_ORIENTATION45_WINDOWSRATIO20%_SKYLIGHTRATIO20%.json
60 | 60 | 8 | 180 | 10% | 30% | 7200 | 38 | 38 | 1.2667 | 0.31667 | 53.6016 | 1.1093 | 54.711 | WIDTH30_LENGTH40_HIGHT12_ORIENTATION45_WINDOWSRATIO20%_SKYLIGHTRATIO20%_3Dview.png | WIDTH30_LENGTH40_HIGHT12_ORIENTATION45_WINDOWSRATIO20%_SKYLIGHTRATIO20%.json
60 | 60 | 8 | 225 | 10% | 30% | 7200 | 38 | 38 | 1.2667 | 0.31667 | 53.5306 | 1.147 | 54.6776 | WIDTH40_LENGTH40_HIGHT12_ORIENTATION45_WINDOWSRATIO20%_SKYLIGHTRATIO20%_3Dview.png | WIDTH40_LENGTH40_HIGHT12_ORIENTATION45_WINDOWSRATIO20%_SKYLIGHTRATIO20%.json
60 | 60 | 8 | 270 | 10% | 30% | 7200 | 38 | 38 | 1.2667 | 0.31667 | 53.6012 | 1.1091 | 54.7103 | WIDTH50_LENGTH40_HIGHT12_ORIENTATION45_WINDOWSRATIO20%_SKYLIGHTRATIO20%_3Dview.png | WIDTH50_LENGTH40_HIGHT12_ORIENTATION45_WINDOWSRATIO20%_SKYLIGHTRATIO20%.json
60 | 60 | 8 | 315 | 10% | 30% | 7200 | 38 | 38 | 1.2667 | 0.31667 | 53.5126 | 1.1537 | 54.6663 | WIDTH60_LENGTH40_HIGHT12_ORIENTATION45_WINDOWSRATIO20%_SKYLIGHTRATIO20%_3Dview.png | WIDTH60_LENGTH40_HIGHT12_ORIENTATION45_WINDOWSRATIO20%_SKYLIGHTRATIO20%.json
60 | 60 | 8 | 0 | 20% | 30% | 7200 | 38 | 38 | 1.2667 | 0.31667 | 54.1565 | 0.97223 | 55.1287 | WIDTH30_LENGTH50_HIGHT12_ORIENTATION45_WINDOWSRATIO20%_SKYLIGHTRATIO20%_3Dview.png | WIDTH30_LENGTH50_HIGHT12_ORIENTATION45_WINDOWSRATIO20%_SKYLIGHTRATIO20%.json
60 | 60 | 8 | 45 | 20% | 30% | 7200 | 38 | 38 | 1.2667 | 0.31667 | 54.0834 | 1.01 | 55.0934 | WIDTH40_LENGTH50_HIGHT12_ORIENTATION45_WINDOWSRATIO20%_SKYLIGHTRATIO20%_3Dview.png | WIDTH40_LENGTH50_HIGHT12_ORIENTATION45_WINDOWSRATIO20%_SKYLIGHTRATIO20%.json
60 | 60 | 8 | 90 | 20% | 30% | 7200 | 38 | 38 | 1.2667 | 0.31667 | 54.1571 | 0.97172 | 55.1288 | WIDTH50_LENGTH50_HIGHT12_ORIENTATION45_WINDOWSRATIO20%_SKYLIGHTRATIO20%_3Dview.png | WIDTH50_LENGTH50_HIGHT12_ORIENTATION45_WINDOWSRATIO20%_SKYLIGHTRATIO20%.json
60 | 60 | 8 | 135 | 20% | 30% | 7200 | 38 | 38 | 1.2667 | 0.31667 | 54.0572 | 1.0216 | 55.0788 | WIDTH60_LENGTH50_HIGHT12_ORIENTATION45_WINDOWSRATIO20%_SKYLIGHTRATIO20%_3Dview.png | WIDTH60_LENGTH50_HIGHT12_ORIENTATION45_WINDOWSRATIO20%_SKYLIGHTRATIO20%.json
60 | 60 | 8 | 180 | 20% | 30% | 7200 | 38 | 38 | 1.2667 | 0.31667 | 54.1565 | 0.97223 | 55.1287 | WIDTH30_LENGTH60_HIGHT12_ORIENTATION45_WINDOWSRATIO20%_SKYLIGHTRATIO20%_3Dview.png | WIDTH30_LENGTH60_HIGHT12_ORIENTATION45_WINDOWSRATIO20%_SKYLIGHTRATIO20%.json
60 | 60 | 8 | 225 | 20% | 30% | 7200 | 38 | 38 | 1.2667 | 0.31667 | 54.076 | 1.0135 | 55.0895 | WIDTH40_LENGTH60_HIGHT12_ORIENTATION45_WINDOWSRATIO20%_SKYLIGHTRATIO20%_3Dview.png | WIDTH40_LENGTH60_HIGHT12_ORIENTATION45_WINDOWSRATIO20%_SKYLIGHTRATIO20%.json
60 | 60 | 8 | 270 | 20% | 30% | 7200 | 38 | 38 | 1.2667 | 0.31667 | 54.1571 | 0.97172 | 55.1288 | WIDTH50_LENGTH60_HIGHT12_ORIENTATION45_WINDOWSRATIO20%_SKYLIGHTRATIO20%_3Dview.png | WIDTH50_LENGTH60_HIGHT12_ORIENTATION45_WINDOWSRATIO20%_SKYLIGHTRATIO20%.json
60 | 60 | 8 | 315 | 20% | 30% | 7200 | 38 | 38 | 1.2667 | 0.31667 | 54.0626 | 1.0202 | 55.0828 | WIDTH60_LENGTH60_HIGHT12_ORIENTATION45_WINDOWSRATIO20%_SKYLIGHTRATIO20%_3Dview.png | WIDTH60_LENGTH60_HIGHT12_ORIENTATION45_WINDOWSRATIO20%_SKYLIGHTRATIO20%.json
60 | 60 | 8 | 0 | 30% | 30% | 7200 | 38 | 38 | 1.2667 | 0.31667 | 54.6018 | 0.85473 | 55.4566 | WIDTH30_LENGTH30_HIGHT16_ORIENTATION45_WINDOWSRATIO20%_SKYLIGHTRATIO20%_3Dview.png | WIDTH30_LENGTH30_HIGHT16_ORIENTATION45_WINDOWSRATIO20%_SKYLIGHTRATIO20%.json
60 | 60 | 8 | 45 | 30% | 30% | 7200 | 38 | 38 | 1.2667 | 0.31667 | 54.5199 | 0.89882 | 55.4188 | WIDTH40_LENGTH30_HIGHT16_ORIENTATION45_WINDOWSRATIO20%_SKYLIGHTRATIO20%_3Dview.png | WIDTH40_LENGTH30_HIGHT16_ORIENTATION45_WINDOWSRATIO20%_SKYLIGHTRATIO20%.json
60 | 60 | 8 | 90 | 30% | 30% | 7200 | 38 | 38 | 1.2667 | 0.31667 | 54.6023 | 0.85426 | 55.4566 | WIDTH50_LENGTH30_HIGHT16_ORIENTATION45_WINDOWSRATIO20%_SKYLIGHTRATIO20%_3Dview.png | WIDTH50_LENGTH30_HIGHT16_ORIENTATION45_WINDOWSRATIO20%_SKYLIGHTRATIO20%.json
60 | 60 | 8 | 135 | 30% | 30% | 7200 | 38 | 38 | 1.2667 | 0.31667 | 54.496 | 0.91031 | 55.4063 | WIDTH60_LENGTH30_HIGHT16_ORIENTATION45_WINDOWSRATIO20%_SKYLIGHTRATIO20%_3Dview.png | WIDTH60_LENGTH30_HIGHT16_ORIENTATION45_WINDOWSRATIO20%_SKYLIGHTRATIO20%.json
60 | 60 | 8 | 180 | 30% | 30% | 7200 | 38 | 38 | 1.2667 | 0.31667 | 54.6018 | 0.85473 | 55.4566 | WIDTH30_LENGTH40_HIGHT16_ORIENTATION45_WINDOWSRATIO20%_SKYLIGHTRATIO20%_3Dview.png | WIDTH30_LENGTH40_HIGHT16_ORIENTATION45_WINDOWSRATIO20%_SKYLIGHTRATIO20%.json
60 | 60 | 8 | 225 | 30% | 30% | 7200 | 38 | 38 | 1.2667 | 0.31667 | 54.5135 | 0.90202 | 55.4155 | WIDTH40_LENGTH40_HIGHT16_ORIENTATION45_WINDOWSRATIO20%_SKYLIGHTRATIO20%_3Dview.png | WIDTH40_LENGTH40_HIGHT16_ORIENTATION45_WINDOWSRATIO20%_SKYLIGHTRATIO20%.json
60 | 60 | 8 | 270 | 30% | 30% | 7200 | 38 | 38 | 1.2667 | 0.31667 | 54.6023 | 0.85426 | 55.4566 | WIDTH50_LENGTH40_HIGHT16_ORIENTATION45_WINDOWSRATIO20%_SKYLIGHTRATIO20%_3Dview.png | WIDTH50_LENGTH40_HIGHT16_ORIENTATION45_WINDOWSRATIO20%_SKYLIGHTRATIO20%.json
60 | 60 | 8 | 315 | 30% | 30% | 7200 | 38 | 38 | 1.2667 | 0.31667 | 54.5009 | 0.90862 | 55.4095 | WIDTH60_LENGTH40_HIGHT16_ORIENTATION45_WINDOWSRATIO20%_SKYLIGHTRATIO20%_3Dview.png | WIDTH60_LENGTH40_HIGHT16_ORIENTATION45_WINDOWSRATIO20%_SKYLIGHTRATIO20%.json
60 | 60 | 8 | 0 | 40% | 30% | 7200 | 38 | 38 | 1.2667 | 0.31667 | 54.9584 | 0.76166 | 55.72 | WIDTH30_LENGTH50_HIGHT16_ORIENTATION45_WINDOWSRATIO20%_SKYLIGHTRATIO20%_3Dview.png | WIDTH30_LENGTH50_HIGHT16_ORIENTATION45_WINDOWSRATIO20%_SKYLIGHTRATIO20%.json
60 | 60 | 8 | 45 | 40% | 30% | 7200 | 38 | 38 | 1.2667 | 0.31667 | 54.8716 | 0.80696 | 55.6786 | WIDTH40_LENGTH50_HIGHT16_ORIENTATION45_WINDOWSRATIO20%_SKYLIGHTRATIO20%_3Dview.png | WIDTH40_LENGTH50_HIGHT16_ORIENTATION45_WINDOWSRATIO20%_SKYLIGHTRATIO20%.json
60 | 60 | 8 | 90 | 40% | 30% | 7200 | 38 | 38 | 1.2667 | 0.31667 | 54.9582 | 0.76087 | 55.719 | WIDTH50_LENGTH50_HIGHT16_ORIENTATION45_WINDOWSRATIO20%_SKYLIGHTRATIO20%_3Dview.png | WIDTH50_LENGTH50_HIGHT16_ORIENTATION45_WINDOWSRATIO20%_SKYLIGHTRATIO20%.json
60 | 60 | 8 | 135 | 40% | 30% | 7200 | 38 | 38 | 1.2667 | 0.31667 | 54.8498 | 0.818 | 55.6678 | WIDTH60_LENGTH50_HIGHT16_ORIENTATION45_WINDOWSRATIO20%_SKYLIGHTRATIO20%_3Dview.png | WIDTH60_LENGTH50_HIGHT16_ORIENTATION45_WINDOWSRATIO20%_SKYLIGHTRATIO20%.json
60 | 60 | 8 | 180 | 40% | 30% | 7200 | 38 | 38 | 1.2667 | 0.31667 | 54.9584 | 0.76166 | 55.72 | WIDTH30_LENGTH60_HIGHT16_ORIENTATION45_WINDOWSRATIO20%_SKYLIGHTRATIO20%_3Dview.png | WIDTH30_LENGTH60_HIGHT16_ORIENTATION45_WINDOWSRATIO20%_SKYLIGHTRATIO20%.json
60 | 60 | 8 | 225 | 40% | 30% | 7200 | 38 | 38 | 1.2667 | 0.31667 | 54.8661 | 0.80996 | 55.6761 | WIDTH40_LENGTH60_HIGHT16_ORIENTATION45_WINDOWSRATIO20%_SKYLIGHTRATIO20%_3Dview.png | WIDTH40_LENGTH60_HIGHT16_ORIENTATION45_WINDOWSRATIO20%_SKYLIGHTRATIO20%.json
60 | 60 | 8 | 270 | 40% | 30% | 7200 | 38 | 38 | 1.2667 | 0.31667 | 54.9582 | 0.76087 | 55.719 | WIDTH50_LENGTH60_HIGHT16_ORIENTATION45_WINDOWSRATIO20%_SKYLIGHTRATIO20%_3Dview.png | WIDTH50_LENGTH60_HIGHT16_ORIENTATION45_WINDOWSRATIO20%_SKYLIGHTRATIO20%.json
60 | 60 | 8 | 315 | 40% | 30% | 7200 | 38 | 38 | 1.2667 | 0.31667 | 54.8535 | 0.81701 | 55.6705 | WIDTH60_LENGTH60_HIGHT16_ORIENTATION45_WINDOWSRATIO20%_SKYLIGHTRATIO20%_3Dview.png | WIDTH60_LENGTH60_HIGHT16_ORIENTATION45_WINDOWSRATIO20%_SKYLIGHTRATIO20%.json
60 | 60 | 8 | 0 | 10% | 40% | 7200 | 38 | 38 | 1.2667 | 0.31667 | 53.9107 | 1.0017 | 54.9124 | WIDTH30_LENGTH30_HIGHT8_ORIENTATION90_WINDOWSRATIO20%_SKYLIGHTRATIO20%_3Dview.png | WIDTH30_LENGTH30_HIGHT8_ORIENTATION90_WINDOWSRATIO20%_SKYLIGHTRATIO20%.json
60 | 60 | 8 | 45 | 10% | 40% | 7200 | 38 | 38 | 1.2667 | 0.31667 | 53.8502 | 1.0352 | 54.8854 | WIDTH40_LENGTH30_HIGHT8_ORIENTATION90_WINDOWSRATIO20%_SKYLIGHTRATIO20%_3Dview.png | WIDTH40_LENGTH30_HIGHT8_ORIENTATION90_WINDOWSRATIO20%_SKYLIGHTRATIO20%.json
60 | 60 | 8 | 90 | 10% | 40% | 7200 | 38 | 38 | 1.2667 | 0.31667 | 53.9083 | 1.0019 | 54.9101 | WIDTH50_LENGTH30_HIGHT8_ORIENTATION90_WINDOWSRATIO20%_SKYLIGHTRATIO20%_3Dview.png | WIDTH50_LENGTH30_HIGHT8_ORIENTATION90_WINDOWSRATIO20%_SKYLIGHTRATIO20%.json
60 | 60 | 8 | 135 | 10% | 40% | 7200 | 38 | 38 | 1.2667 | 0.31667 | 53.8052 | 1.0584 | 54.8636 | WIDTH60_LENGTH30_HIGHT8_ORIENTATION90_WINDOWSRATIO20%_SKYLIGHTRATIO20%_3Dview.png | WIDTH60_LENGTH30_HIGHT8_ORIENTATION90_WINDOWSRATIO20%_SKYLIGHTRATIO20%.json
60 | 60 | 8 | 180 | 10% | 40% | 7200 | 38 | 38 | 1.2667 | 0.31667 | 53.9107 | 1.0017 | 54.9124 | WIDTH30_LENGTH40_HIGHT8_ORIENTATION90_WINDOWSRATIO20%_SKYLIGHTRATIO20%_3Dview.png | WIDTH30_LENGTH40_HIGHT8_ORIENTATION90_WINDOWSRATIO20%_SKYLIGHTRATIO20%.json
60 | 60 | 8 | 225 | 10% | 40% | 7200 | 38 | 38 | 1.2667 | 0.31667 | 53.8181 | 1.0516 | 54.8697 | WIDTH40_LENGTH40_HIGHT8_ORIENTATION90_WINDOWSRATIO20%_SKYLIGHTRATIO20%_3Dview.png | WIDTH40_LENGTH40_HIGHT8_ORIENTATION90_WINDOWSRATIO20%_SKYLIGHTRATIO20%.json
60 | 60 | 8 | 270 | 10% | 40% | 7200 | 38 | 38 | 1.2667 | 0.31667 | 53.9083 | 1.0019 | 54.9101 | WIDTH50_LENGTH40_HIGHT8_ORIENTATION90_WINDOWSRATIO20%_SKYLIGHTRATIO20%_3Dview.png | WIDTH50_LENGTH40_HIGHT8_ORIENTATION90_WINDOWSRATIO20%_SKYLIGHTRATIO20%.json
60 | 60 | 8 | 315 | 10% | 40% | 7200 | 38 | 38 | 1.2667 | 0.31667 | 53.8258 | 1.0522 | 54.878 | WIDTH60_LENGTH40_HIGHT8_ORIENTATION90_WINDOWSRATIO20%_SKYLIGHTRATIO20%_3Dview.png | WIDTH60_LENGTH40_HIGHT8_ORIENTATION90_WINDOWSRATIO20%_SKYLIGHTRATIO20%.json
60 | 60 | 8 | 0 | 20% | 40% | 7200 | 38 | 38 | 1.2667 | 0.31667 | 54.4191 | 0.87196 | 55.291 | WIDTH30_LENGTH50_HIGHT8_ORIENTATION90_WINDOWSRATIO20%_SKYLIGHTRATIO20%_3Dview.png | WIDTH30_LENGTH50_HIGHT8_ORIENTATION90_WINDOWSRATIO20%_SKYLIGHTRATIO20%.json
60 | 60 | 8 | 45 | 20% | 40% | 7200 | 38 | 38 | 1.2667 | 0.31667 | 54.3445 | 0.9111 | 55.2556 | WIDTH40_LENGTH50_HIGHT8_ORIENTATION90_WINDOWSRATIO20%_SKYLIGHTRATIO20%_3Dview.png | WIDTH40_LENGTH50_HIGHT8_ORIENTATION90_WINDOWSRATIO20%_SKYLIGHTRATIO20%.json
60 | 60 | 8 | 90 | 20% | 40% | 7200 | 38 | 38 | 1.2667 | 0.31667 | 54.4161 | 0.87201 | 55.2881 | WIDTH50_LENGTH50_HIGHT8_ORIENTATION90_WINDOWSRATIO20%_SKYLIGHTRATIO20%_3Dview.png | WIDTH50_LENGTH50_HIGHT8_ORIENTATION90_WINDOWSRATIO20%_SKYLIGHTRATIO20%.json
60 | 60 | 8 | 135 | 20% | 40% | 7200 | 38 | 38 | 1.2667 | 0.31667 | 54.3055 | 0.93366 | 55.2391 | WIDTH60_LENGTH50_HIGHT8_ORIENTATION90_WINDOWSRATIO20%_SKYLIGHTRATIO20%_3Dview.png | WIDTH60_LENGTH50_HIGHT8_ORIENTATION90_WINDOWSRATIO20%_SKYLIGHTRATIO20%.json
60 | 60 | 8 | 180 | 20% | 40% | 7200 | 38 | 38 | 1.2667 | 0.31667 | 54.4191 | 0.87196 | 55.291 | WIDTH30_LENGTH60_HIGHT8_ORIENTATION90_WINDOWSRATIO20%_SKYLIGHTRATIO20%_3Dview.png | WIDTH30_LENGTH60_HIGHT8_ORIENTATION90_WINDOWSRATIO20%_SKYLIGHTRATIO20%.json
60 | 60 | 8 | 225 | 20% | 40% | 7200 | 38 | 38 | 1.2667 | 0.31667 | 54.3167 | 0.92693 | 55.2436 | WIDTH40_LENGTH60_HIGHT8_ORIENTATION90_WINDOWSRATIO20%_SKYLIGHTRATIO20%_3Dview.png | WIDTH40_LENGTH60_HIGHT8_ORIENTATION90_WINDOWSRATIO20%_SKYLIGHTRATIO20%.json
60 | 60 | 8 | 270 | 20% | 40% | 7200 | 38 | 38 | 1.2667 | 0.31667 | 54.4161 | 0.87201 | 55.2881 | WIDTH50_LENGTH60_HIGHT8_ORIENTATION90_WINDOWSRATIO20%_SKYLIGHTRATIO20%_3Dview.png | WIDTH50_LENGTH60_HIGHT8_ORIENTATION90_WINDOWSRATIO20%_SKYLIGHTRATIO20%.json
60 | 60 | 8 | 315 | 20% | 40% | 7200 | 38 | 38 | 1.2667 | 0.31667 | 54.3225 | 0.92726 | 55.2497 | WIDTH60_LENGTH60_HIGHT8_ORIENTATION90_WINDOWSRATIO20%_SKYLIGHTRATIO20%_3Dview.png | WIDTH60_LENGTH60_HIGHT8_ORIENTATION90_WINDOWSRATIO20%_SKYLIGHTRATIO20%.json
60 | 60 | 8 | 0 | 30% | 40% | 7200 | 38 | 38 | 1.2667 | 0.31667 | 54.8325 | 0.76327 | 55.5958 | WIDTH30_LENGTH30_HIGHT12_ORIENTATION90_WINDOWSRATIO20%_SKYLIGHTRATIO20%_3Dview.png | WIDTH30_LENGTH30_HIGHT12_ORIENTATION90_WINDOWSRATIO20%_SKYLIGHTRATIO20%.json
60 | 60 | 8 | 45 | 30% | 40% | 7200 | 38 | 38 | 1.2667 | 0.31667 | 54.7531 | 0.80356 | 55.5566 | WIDTH40_LENGTH30_HIGHT12_ORIENTATION90_WINDOWSRATIO20%_SKYLIGHTRATIO20%_3Dview.png | WIDTH40_LENGTH30_HIGHT12_ORIENTATION90_WINDOWSRATIO20%_SKYLIGHTRATIO20%.json
60 | 60 | 8 | 90 | 30% | 40% | 7200 | 38 | 38 | 1.2667 | 0.31667 | 54.8311 | 0.76306 | 55.5942 | WIDTH50_LENGTH30_HIGHT12_ORIENTATION90_WINDOWSRATIO20%_SKYLIGHTRATIO20%_3Dview.png | WIDTH50_LENGTH30_HIGHT12_ORIENTATION90_WINDOWSRATIO20%_SKYLIGHTRATIO20%.json
60 | 60 | 8 | 135 | 30% | 40% | 7200 | 38 | 38 | 1.2667 | 0.31667 | 54.7171 | 0.82645 | 55.5436 | WIDTH60_LENGTH30_HIGHT12_ORIENTATION90_WINDOWSRATIO20%_SKYLIGHTRATIO20%_3Dview.png | WIDTH60_LENGTH30_HIGHT12_ORIENTATION90_WINDOWSRATIO20%_SKYLIGHTRATIO20%.json
60 | 60 | 8 | 180 | 30% | 40% | 7200 | 38 | 38 | 1.2667 | 0.31667 | 54.8325 | 0.76327 | 55.5958 | WIDTH30_LENGTH40_HIGHT12_ORIENTATION90_WINDOWSRATIO20%_SKYLIGHTRATIO20%_3Dview.png | WIDTH30_LENGTH40_HIGHT12_ORIENTATION90_WINDOWSRATIO20%_SKYLIGHTRATIO20%.json
60 | 60 | 8 | 225 | 30% | 40% | 7200 | 38 | 38 | 1.2667 | 0.31667 | 54.7268 | 0.82022 | 55.5471 | WIDTH40_LENGTH40_HIGHT12_ORIENTATION90_WINDOWSRATIO20%_SKYLIGHTRATIO20%_3Dview.png | WIDTH40_LENGTH40_HIGHT12_ORIENTATION90_WINDOWSRATIO20%_SKYLIGHTRATIO20%.json
60 | 60 | 8 | 270 | 30% | 40% | 7200 | 38 | 38 | 1.2667 | 0.31667 | 54.8311 | 0.76306 | 55.5942 | WIDTH50_LENGTH40_HIGHT12_ORIENTATION90_WINDOWSRATIO20%_SKYLIGHTRATIO20%_3Dview.png | WIDTH50_LENGTH40_HIGHT12_ORIENTATION90_WINDOWSRATIO20%_SKYLIGHTRATIO20%.json
60 | 60 | 8 | 315 | 30% | 40% | 7200 | 38 | 38 | 1.2667 | 0.31667 | 54.7307 | 0.82271 | 55.5534 | WIDTH60_LENGTH40_HIGHT12_ORIENTATION90_WINDOWSRATIO20%_SKYLIGHTRATIO20%_3Dview.png | WIDTH60_LENGTH40_HIGHT12_ORIENTATION90_WINDOWSRATIO20%_SKYLIGHTRATIO20%.json
60 | 60 | 8 | 0 | 40% | 40% | 7200 | 38 | 38 | 1.2667 | 0.31667 | 55.1557 | 0.6761 | 55.8318 | WIDTH30_LENGTH50_HIGHT12_ORIENTATION90_WINDOWSRATIO20%_SKYLIGHTRATIO20%_3Dview.png | WIDTH30_LENGTH50_HIGHT12_ORIENTATION90_WINDOWSRATIO20%_SKYLIGHTRATIO20%.json
60 | 60 | 8 | 45 | 40% | 40% | 7200 | 38 | 38 | 1.2667 | 0.31667 | 55.0715 | 0.71885 | 55.7903 | WIDTH40_LENGTH50_HIGHT12_ORIENTATION90_WINDOWSRATIO20%_SKYLIGHTRATIO20%_3Dview.png | WIDTH40_LENGTH50_HIGHT12_ORIENTATION90_WINDOWSRATIO20%_SKYLIGHTRATIO20%.json
60 | 60 | 8 | 90 | 40% | 40% | 7200 | 38 | 38 | 1.2667 | 0.31667 | 55.1545 | 0.67566 | 55.8302 | WIDTH50_LENGTH50_HIGHT12_ORIENTATION90_WINDOWSRATIO20%_SKYLIGHTRATIO20%_3Dview.png | WIDTH50_LENGTH50_HIGHT12_ORIENTATION90_WINDOWSRATIO20%_SKYLIGHTRATIO20%.json
60 | 60 | 8 | 135 | 40% | 40% | 7200 | 38 | 38 | 1.2667 | 0.31667 | 55.0403 | 0.73905 | 55.7794 | WIDTH60_LENGTH50_HIGHT12_ORIENTATION90_WINDOWSRATIO20%_SKYLIGHTRATIO20%_3Dview.png | WIDTH60_LENGTH50_HIGHT12_ORIENTATION90_WINDOWSRATIO20%_SKYLIGHTRATIO20%.json
60 | 60 | 8 | 180 | 40% | 40% | 7200 | 38 | 38 | 1.2667 | 0.31667 | 55.1557 | 0.6761 | 55.8318 | WIDTH30_LENGTH60_HIGHT12_ORIENTATION90_WINDOWSRATIO20%_SKYLIGHTRATIO20%_3Dview.png | WIDTH30_LENGTH60_HIGHT12_ORIENTATION90_WINDOWSRATIO20%_SKYLIGHTRATIO20%.json
60 | 60 | 8 | 225 | 40% | 40% | 7200 | 38 | 38 | 1.2667 | 0.31667 | 55.0495 | 0.73278 | 55.7823 | WIDTH40_LENGTH60_HIGHT12_ORIENTATION90_WINDOWSRATIO20%_SKYLIGHTRATIO20%_3Dview.png | WIDTH40_LENGTH60_HIGHT12_ORIENTATION90_WINDOWSRATIO20%_SKYLIGHTRATIO20%.json
60 | 60 | 8 | 270 | 40% | 40% | 7200 | 38 | 38 | 1.2667 | 0.31667 | 55.1545 | 0.67566 | 55.8302 | WIDTH50_LENGTH60_HIGHT12_ORIENTATION90_WINDOWSRATIO20%_SKYLIGHTRATIO20%_3Dview.png | WIDTH50_LENGTH60_HIGHT12_ORIENTATION90_WINDOWSRATIO20%_SKYLIGHTRATIO20%.json
60 | 60 | 8 | 315 | 40% | 40% | 7200 | 38 | 38 | 1.2667 | 0.31667 | 55.0517 | 0.73396 | 55.7857 | WIDTH60_LENGTH60_HIGHT12_ORIENTATION90_WINDOWSRATIO20%_SKYLIGHTRATIO20%_3Dview.png | WIDTH60_LENGTH60_HIGHT12_ORIENTATION90_WINDOWSRATIO20%_SKYLIGHTRATIO20%.json
30 | 30 | 12 | 0 | 10% | 10% | 2700 | 8 | 8 | 1.2 | 0.3 | 44.1069 | 1.4052 | 45.5122 | WIDTH30_LENGTH30_HIGHT16_ORIENTATION90_WINDOWSRATIO20%_SKYLIGHTRATIO20%_3Dview.png | WIDTH30_LENGTH30_HIGHT16_ORIENTATION90_WINDOWSRATIO20%_SKYLIGHTRATIO20%.json
30 | 30 | 12 | 45 | 10% | 10% | 2700 | 8 | 8 | 1.2 | 0.3 | 43.9819 | 1.4708 | 45.4527 | WIDTH40_LENGTH30_HIGHT16_ORIENTATION90_WINDOWSRATIO20%_SKYLIGHTRATIO20%_3Dview.png | WIDTH40_LENGTH30_HIGHT16_ORIENTATION90_WINDOWSRATIO20%_SKYLIGHTRATIO20%.json
30 | 30 | 12 | 90 | 10% | 10% | 2700 | 8 | 8 | 1.2 | 0.3 | 44.1069 | 1.4052 | 45.5122 | WIDTH50_LENGTH30_HIGHT16_ORIENTATION90_WINDOWSRATIO20%_SKYLIGHTRATIO20%_3Dview.png | WIDTH50_LENGTH30_HIGHT16_ORIENTATION90_WINDOWSRATIO20%_SKYLIGHTRATIO20%.json
30 | 30 | 12 | 135 | 10% | 10% | 2700 | 8 | 8 | 1.2 | 0.3 | 43.9814 | 1.4711 | 45.4525 | WIDTH60_LENGTH30_HIGHT16_ORIENTATION90_WINDOWSRATIO20%_SKYLIGHTRATIO20%_3Dview.png | WIDTH60_LENGTH30_HIGHT16_ORIENTATION90_WINDOWSRATIO20%_SKYLIGHTRATIO20%.json
30 | 30 | 12 | 180 | 10% | 10% | 2700 | 8 | 8 | 1.2 | 0.3 | 44.1069 | 1.4052 | 45.5122 | WIDTH30_LENGTH40_HIGHT16_ORIENTATION90_WINDOWSRATIO20%_SKYLIGHTRATIO20%_3Dview.png | WIDTH30_LENGTH40_HIGHT16_ORIENTATION90_WINDOWSRATIO20%_SKYLIGHTRATIO20%.json
30 | 30 | 12 | 225 | 10% | 10% | 2700 | 8 | 8 | 1.2 | 0.3 | 43.9814 | 1.4711 | 45.4525 | WIDTH40_LENGTH40_HIGHT16_ORIENTATION90_WINDOWSRATIO20%_SKYLIGHTRATIO20%_3Dview.png | WIDTH40_LENGTH40_HIGHT16_ORIENTATION90_WINDOWSRATIO20%_SKYLIGHTRATIO20%.json
30 | 30 | 12 | 270 | 10% | 10% | 2700 | 8 | 8 | 1.2 | 0.3 | 44.1069 | 1.4052 | 45.5122 | WIDTH50_LENGTH40_HIGHT16_ORIENTATION90_WINDOWSRATIO20%_SKYLIGHTRATIO20%_3Dview.png | WIDTH50_LENGTH40_HIGHT16_ORIENTATION90_WINDOWSRATIO20%_SKYLIGHTRATIO20%.json
30 | 30 | 12 | 315 | 10% | 10% | 2700 | 8 | 8 | 1.2 | 0.3 | 43.9819 | 1.4708 | 45.4527 | WIDTH60_LENGTH40_HIGHT16_ORIENTATION90_WINDOWSRATIO20%_SKYLIGHTRATIO20%_3Dview.png | WIDTH60_LENGTH40_HIGHT16_ORIENTATION90_WINDOWSRATIO20%_SKYLIGHTRATIO20%.json
30 | 30 | 12 | 0 | 20% | 10% | 2700 | 8 | 8 | 1.2 | 0.3 | 45.3109 | 1.1238 | 46.4347 | WIDTH30_LENGTH50_HIGHT16_ORIENTATION90_WINDOWSRATIO20%_SKYLIGHTRATIO20%_3Dview.png | WIDTH30_LENGTH50_HIGHT16_ORIENTATION90_WINDOWSRATIO20%_SKYLIGHTRATIO20%.json
30 | 30 | 12 | 45 | 20% | 10% | 2700 | 8 | 8 | 1.2 | 0.3 | 45.1663 | 1.1954 | 46.3617 | WIDTH40_LENGTH50_HIGHT16_ORIENTATION90_WINDOWSRATIO20%_SKYLIGHTRATIO20%_3Dview.png | WIDTH40_LENGTH50_HIGHT16_ORIENTATION90_WINDOWSRATIO20%_SKYLIGHTRATIO20%.json
30 | 30 | 12 | 90 | 20% | 10% | 2700 | 8 | 8 | 1.2 | 0.3 | 45.3109 | 1.1238 | 46.4347 | WIDTH50_LENGTH50_HIGHT16_ORIENTATION90_WINDOWSRATIO20%_SKYLIGHTRATIO20%_3Dview.png | WIDTH50_LENGTH50_HIGHT16_ORIENTATION90_WINDOWSRATIO20%_SKYLIGHTRATIO20%.json
30 | 30 | 12 | 135 | 20% | 10% | 2700 | 8 | 8 | 1.2 | 0.3 | 45.1663 | 1.1957 | 46.362 | WIDTH60_LENGTH50_HIGHT16_ORIENTATION90_WINDOWSRATIO20%_SKYLIGHTRATIO20%_3Dview.png | WIDTH60_LENGTH50_HIGHT16_ORIENTATION90_WINDOWSRATIO20%_SKYLIGHTRATIO20%.json
30 | 30 | 12 | 180 | 20% | 10% | 2700 | 8 | 8 | 1.2 | 0.3 | 45.3109 | 1.1238 | 46.4347 | WIDTH30_LENGTH60_HIGHT16_ORIENTATION90_WINDOWSRATIO20%_SKYLIGHTRATIO20%_3Dview.png | WIDTH30_LENGTH60_HIGHT16_ORIENTATION90_WINDOWSRATIO20%_SKYLIGHTRATIO20%.json
30 | 30 | 12 | 225 | 20% | 10% | 2700 | 8 | 8 | 1.2 | 0.3 | 45.1663 | 1.1957 | 46.362 | WIDTH40_LENGTH60_HIGHT16_ORIENTATION90_WINDOWSRATIO20%_SKYLIGHTRATIO20%_3Dview.png | WIDTH40_LENGTH60_HIGHT16_ORIENTATION90_WINDOWSRATIO20%_SKYLIGHTRATIO20%.json
30 | 30 | 12 | 270 | 20% | 10% | 2700 | 8 | 8 | 1.2 | 0.3 | 45.3109 | 1.1238 | 46.4347 | WIDTH50_LENGTH60_HIGHT16_ORIENTATION90_WINDOWSRATIO20%_SKYLIGHTRATIO20%_3Dview.png | WIDTH50_LENGTH60_HIGHT16_ORIENTATION90_WINDOWSRATIO20%_SKYLIGHTRATIO20%.json
30 | 30 | 12 | 315 | 20% | 10% | 2700 | 8 | 8 | 1.2 | 0.3 | 45.1663 | 1.1954 | 46.3617 | WIDTH60_LENGTH60_HIGHT16_ORIENTATION90_WINDOWSRATIO20%_SKYLIGHTRATIO20%_3Dview.png | WIDTH60_LENGTH60_HIGHT16_ORIENTATION90_WINDOWSRATIO20%_SKYLIGHTRATIO20%.json
30 | 30 | 12 | 0 | 30% | 10% | 2700 | 8 | 8 | 1.2 | 0.3 | 46.1811 | 0.90535 | 47.0864 | WIDTH30_LENGTH30_HIGHT8_ORIENTATION135_WINDOWSRATIO20%_SKYLIGHTRATIO20%_3Dview.png | WIDTH30_LENGTH30_HIGHT8_ORIENTATION135_WINDOWSRATIO20%_SKYLIGHTRATIO20%.json
30 | 30 | 12 | 45 | 30% | 10% | 2700 | 8 | 8 | 1.2 | 0.3 | 46.0335 | 0.98183 | 47.0153 | WIDTH40_LENGTH30_HIGHT8_ORIENTATION135_WINDOWSRATIO20%_SKYLIGHTRATIO20%_3Dview.png | WIDTH40_LENGTH30_HIGHT8_ORIENTATION135_WINDOWSRATIO20%_SKYLIGHTRATIO20%.json
30 | 30 | 12 | 90 | 30% | 10% | 2700 | 8 | 8 | 1.2 | 0.3 | 46.1811 | 0.90535 | 47.0864 | WIDTH50_LENGTH30_HIGHT8_ORIENTATION135_WINDOWSRATIO20%_SKYLIGHTRATIO20%_3Dview.png | WIDTH50_LENGTH30_HIGHT8_ORIENTATION135_WINDOWSRATIO20%_SKYLIGHTRATIO20%.json
30 | 30 | 12 | 135 | 30% | 10% | 2700 | 8 | 8 | 1.2 | 0.3 | 46.0338 | 0.98198 | 47.0158 | WIDTH60_LENGTH30_HIGHT8_ORIENTATION135_WINDOWSRATIO20%_SKYLIGHTRATIO20%_3Dview.png | WIDTH60_LENGTH30_HIGHT8_ORIENTATION135_WINDOWSRATIO20%_SKYLIGHTRATIO20%.json
30 | 30 | 12 | 180 | 30% | 10% | 2700 | 8 | 8 | 1.2 | 0.3 | 46.1811 | 0.90535 | 47.0864 | WIDTH30_LENGTH40_HIGHT8_ORIENTATION135_WINDOWSRATIO20%_SKYLIGHTRATIO20%_3Dview.png | WIDTH30_LENGTH40_HIGHT8_ORIENTATION135_WINDOWSRATIO20%_SKYLIGHTRATIO20%.json
30 | 30 | 12 | 225 | 30% | 10% | 2700 | 8 | 8 | 1.2 | 0.3 | 46.0338 | 0.98198 | 47.0158 | WIDTH40_LENGTH40_HIGHT8_ORIENTATION135_WINDOWSRATIO20%_SKYLIGHTRATIO20%_3Dview.png | WIDTH40_LENGTH40_HIGHT8_ORIENTATION135_WINDOWSRATIO20%_SKYLIGHTRATIO20%.json
30 | 30 | 12 | 270 | 30% | 10% | 2700 | 8 | 8 | 1.2 | 0.3 | 46.1811 | 0.90535 | 47.0864 | WIDTH50_LENGTH40_HIGHT8_ORIENTATION135_WINDOWSRATIO20%_SKYLIGHTRATIO20%_3Dview.png | WIDTH50_LENGTH40_HIGHT8_ORIENTATION135_WINDOWSRATIO20%_SKYLIGHTRATIO20%.json
30 | 30 | 12 | 315 | 30% | 10% | 2700 | 8 | 8 | 1.2 | 0.3 | 46.0335 | 0.98183 | 47.0153 | WIDTH60_LENGTH40_HIGHT8_ORIENTATION135_WINDOWSRATIO20%_SKYLIGHTRATIO20%_3Dview.png | WIDTH60_LENGTH40_HIGHT8_ORIENTATION135_WINDOWSRATIO20%_SKYLIGHTRATIO20%.json
30 | 30 | 12 | 0 | 40% | 10% | 2700 | 8 | 8 | 1.2 | 0.3 | 46.7961 | 0.7384 | 47.5345 | WIDTH30_LENGTH50_HIGHT8_ORIENTATION135_WINDOWSRATIO20%_SKYLIGHTRATIO20%_3Dview.png | WIDTH30_LENGTH50_HIGHT8_ORIENTATION135_WINDOWSRATIO20%_SKYLIGHTRATIO20%.json
30 | 30 | 12 | 45 | 40% | 10% | 2700 | 8 | 8 | 1.2 | 0.3 | 46.6557 | 0.81239 | 47.4681 | WIDTH40_LENGTH50_HIGHT8_ORIENTATION135_WINDOWSRATIO20%_SKYLIGHTRATIO20%_3Dview.png | WIDTH40_LENGTH50_HIGHT8_ORIENTATION135_WINDOWSRATIO20%_SKYLIGHTRATIO20%.json
30 | 30 | 12 | 90 | 40% | 10% | 2700 | 8 | 8 | 1.2 | 0.3 | 46.7961 | 0.7384 | 47.5345 | WIDTH50_LENGTH50_HIGHT8_ORIENTATION135_WINDOWSRATIO20%_SKYLIGHTRATIO20%_3Dview.png | WIDTH50_LENGTH50_HIGHT8_ORIENTATION135_WINDOWSRATIO20%_SKYLIGHTRATIO20%.json
30 | 30 | 12 | 135 | 40% | 10% | 2700 | 8 | 8 | 1.2 | 0.3 | 46.6558 | 0.81249 | 47.4683 | WIDTH60_LENGTH50_HIGHT8_ORIENTATION135_WINDOWSRATIO20%_SKYLIGHTRATIO20%_3Dview.png | WIDTH60_LENGTH50_HIGHT8_ORIENTATION135_WINDOWSRATIO20%_SKYLIGHTRATIO20%.json
30 | 30 | 12 | 180 | 40% | 10% | 2700 | 8 | 8 | 1.2 | 0.3 | 46.7961 | 0.7384 | 47.5345 | WIDTH30_LENGTH60_HIGHT8_ORIENTATION135_WINDOWSRATIO20%_SKYLIGHTRATIO20%_3Dview.png | WIDTH30_LENGTH60_HIGHT8_ORIENTATION135_WINDOWSRATIO20%_SKYLIGHTRATIO20%.json
30 | 30 | 12 | 225 | 40% | 10% | 2700 | 8 | 8 | 1.2 | 0.3 | 46.6558 | 0.81249 | 47.4683 | WIDTH40_LENGTH60_HIGHT8_ORIENTATION135_WINDOWSRATIO20%_SKYLIGHTRATIO20%_3Dview.png | WIDTH40_LENGTH60_HIGHT8_ORIENTATION135_WINDOWSRATIO20%_SKYLIGHTRATIO20%.json
30 | 30 | 12 | 270 | 40% | 10% | 2700 | 8 | 8 | 1.2 | 0.3 | 46.7961 | 0.7384 | 47.5345 | WIDTH50_LENGTH60_HIGHT8_ORIENTATION135_WINDOWSRATIO20%_SKYLIGHTRATIO20%_3Dview.png | WIDTH50_LENGTH60_HIGHT8_ORIENTATION135_WINDOWSRATIO20%_SKYLIGHTRATIO20%.json
30 | 30 | 12 | 315 | 40% | 10% | 2700 | 8 | 8 | 1.2 | 0.3 | 46.6557 | 0.81239 | 47.4681 | WIDTH60_LENGTH60_HIGHT8_ORIENTATION135_WINDOWSRATIO20%_SKYLIGHTRATIO20%_3Dview.png | WIDTH60_LENGTH60_HIGHT8_ORIENTATION135_WINDOWSRATIO20%_SKYLIGHTRATIO20%.json
30 | 30 | 12 | 0 | 10% | 20% | 2700 | 8 | 8 | 1.2 | 0.3 | 44.2209 | 1.3801 | 45.6009 | WIDTH30_LENGTH30_HIGHT12_ORIENTATION135_WINDOWSRATIO20%_SKYLIGHTRATIO20%_3Dview.png | WIDTH30_LENGTH30_HIGHT12_ORIENTATION135_WINDOWSRATIO20%_SKYLIGHTRATIO20%.json
30 | 30 | 12 | 45 | 10% | 20% | 2700 | 8 | 8 | 1.2 | 0.3 | 44.0925 | 1.4468 | 45.5393 | WIDTH40_LENGTH30_HIGHT12_ORIENTATION135_WINDOWSRATIO20%_SKYLIGHTRATIO20%_3Dview.png | WIDTH40_LENGTH30_HIGHT12_ORIENTATION135_WINDOWSRATIO20%_SKYLIGHTRATIO20%.json
30 | 30 | 12 | 90 | 10% | 20% | 2700 | 8 | 8 | 1.2 | 0.3 | 44.2209 | 1.3801 | 45.6009 | WIDTH50_LENGTH30_HIGHT12_ORIENTATION135_WINDOWSRATIO20%_SKYLIGHTRATIO20%_3Dview.png | WIDTH50_LENGTH30_HIGHT12_ORIENTATION135_WINDOWSRATIO20%_SKYLIGHTRATIO20%.json
30 | 30 | 12 | 135 | 10% | 20% | 2700 | 8 | 8 | 1.2 | 0.3 | 44.0961 | 1.4458 | 45.5418 | WIDTH60_LENGTH30_HIGHT12_ORIENTATION135_WINDOWSRATIO20%_SKYLIGHTRATIO20%_3Dview.png | WIDTH60_LENGTH30_HIGHT12_ORIENTATION135_WINDOWSRATIO20%_SKYLIGHTRATIO20%.json
30 | 30 | 12 | 180 | 10% | 20% | 2700 | 8 | 8 | 1.2 | 0.3 | 44.2209 | 1.3801 | 45.6009 | WIDTH30_LENGTH40_HIGHT12_ORIENTATION135_WINDOWSRATIO20%_SKYLIGHTRATIO20%_3Dview.png | WIDTH30_LENGTH40_HIGHT12_ORIENTATION135_WINDOWSRATIO20%_SKYLIGHTRATIO20%.json
30 | 30 | 12 | 225 | 10% | 20% | 2700 | 8 | 8 | 1.2 | 0.3 | 44.0925 | 1.4468 | 45.5393 | WIDTH40_LENGTH40_HIGHT12_ORIENTATION135_WINDOWSRATIO20%_SKYLIGHTRATIO20%_3Dview.png | WIDTH40_LENGTH40_HIGHT12_ORIENTATION135_WINDOWSRATIO20%_SKYLIGHTRATIO20%.json
30 | 30 | 12 | 270 | 10% | 20% | 2700 | 8 | 8 | 1.2 | 0.3 | 44.2209 | 1.3801 | 45.6009 | WIDTH50_LENGTH40_HIGHT12_ORIENTATION135_WINDOWSRATIO20%_SKYLIGHTRATIO20%_3Dview.png | WIDTH50_LENGTH40_HIGHT12_ORIENTATION135_WINDOWSRATIO20%_SKYLIGHTRATIO20%.json
30 | 30 | 12 | 315 | 10% | 20% | 2700 | 8 | 8 | 1.2 | 0.3 | 44.0961 | 1.4458 | 45.5418 | WIDTH60_LENGTH40_HIGHT12_ORIENTATION135_WINDOWSRATIO20%_SKYLIGHTRATIO20%_3Dview.png | WIDTH60_LENGTH40_HIGHT12_ORIENTATION135_WINDOWSRATIO20%_SKYLIGHTRATIO20%.json
30 | 30 | 12 | 0 | 20% | 20% | 2700 | 8 | 8 | 1.2 | 0.3 | 45.3944 | 1.1034 | 46.4978 | WIDTH30_LENGTH50_HIGHT12_ORIENTATION135_WINDOWSRATIO20%_SKYLIGHTRATIO20%_3Dview.png | WIDTH30_LENGTH50_HIGHT12_ORIENTATION135_WINDOWSRATIO20%_SKYLIGHTRATIO20%.json
30 | 30 | 12 | 45 | 20% | 20% | 2700 | 8 | 8 | 1.2 | 0.3 | 45.2508 | 1.1757 | 46.4265 | WIDTH40_LENGTH50_HIGHT12_ORIENTATION135_WINDOWSRATIO20%_SKYLIGHTRATIO20%_3Dview.png | WIDTH40_LENGTH50_HIGHT12_ORIENTATION135_WINDOWSRATIO20%_SKYLIGHTRATIO20%.json
30 | 30 | 12 | 90 | 20% | 20% | 2700 | 8 | 8 | 1.2 | 0.3 | 45.3944 | 1.1034 | 46.4978 | WIDTH50_LENGTH50_HIGHT12_ORIENTATION135_WINDOWSRATIO20%_SKYLIGHTRATIO20%_3Dview.png | WIDTH50_LENGTH50_HIGHT12_ORIENTATION135_WINDOWSRATIO20%_SKYLIGHTRATIO20%.json
30 | 30 | 12 | 135 | 20% | 20% | 2700 | 8 | 8 | 1.2 | 0.3 | 45.2528 | 1.1748 | 46.4276 | WIDTH60_LENGTH50_HIGHT12_ORIENTATION135_WINDOWSRATIO20%_SKYLIGHTRATIO20%_3Dview.png | WIDTH60_LENGTH50_HIGHT12_ORIENTATION135_WINDOWSRATIO20%_SKYLIGHTRATIO20%.json
30 | 30 | 12 | 180 | 20% | 20% | 2700 | 8 | 8 | 1.2 | 0.3 | 45.3944 | 1.1034 | 46.4978 | WIDTH30_LENGTH60_HIGHT12_ORIENTATION135_WINDOWSRATIO20%_SKYLIGHTRATIO20%_3Dview.png | WIDTH30_LENGTH60_HIGHT12_ORIENTATION135_WINDOWSRATIO20%_SKYLIGHTRATIO20%.json
30 | 30 | 12 | 225 | 20% | 20% | 2700 | 8 | 8 | 1.2 | 0.3 | 45.2508 | 1.1757 | 46.4265 | WIDTH40_LENGTH60_HIGHT12_ORIENTATION135_WINDOWSRATIO20%_SKYLIGHTRATIO20%_3Dview.png | WIDTH40_LENGTH60_HIGHT12_ORIENTATION135_WINDOWSRATIO20%_SKYLIGHTRATIO20%.json
30 | 30 | 12 | 270 | 20% | 20% | 2700 | 8 | 8 | 1.2 | 0.3 | 45.3944 | 1.1034 | 46.4978 | WIDTH50_LENGTH60_HIGHT12_ORIENTATION135_WINDOWSRATIO20%_SKYLIGHTRATIO20%_3Dview.png | WIDTH50_LENGTH60_HIGHT12_ORIENTATION135_WINDOWSRATIO20%_SKYLIGHTRATIO20%.json
30 | 30 | 12 | 315 | 20% | 20% | 2700 | 8 | 8 | 1.2 | 0.3 | 45.2528 | 1.1748 | 46.4276 | WIDTH60_LENGTH60_HIGHT12_ORIENTATION135_WINDOWSRATIO20%_SKYLIGHTRATIO20%_3Dview.png | WIDTH60_LENGTH60_HIGHT12_ORIENTATION135_WINDOWSRATIO20%_SKYLIGHTRATIO20%.json
30 | 30 | 12 | 0 | 30% | 20% | 2700 | 8 | 8 | 1.2 | 0.3 | 46.2459 | 0.88638 | 47.1323 | WIDTH30_LENGTH30_HIGHT16_ORIENTATION135_WINDOWSRATIO20%_SKYLIGHTRATIO20%_3Dview.png | WIDTH30_LENGTH30_HIGHT16_ORIENTATION135_WINDOWSRATIO20%_SKYLIGHTRATIO20%.json
30 | 30 | 12 | 45 | 30% | 20% | 2700 | 8 | 8 | 1.2 | 0.3 | 46.1001 | 0.96344 | 47.0635 | WIDTH40_LENGTH30_HIGHT16_ORIENTATION135_WINDOWSRATIO20%_SKYLIGHTRATIO20%_3Dview.png | WIDTH40_LENGTH30_HIGHT16_ORIENTATION135_WINDOWSRATIO20%_SKYLIGHTRATIO20%.json
30 | 30 | 12 | 90 | 30% | 20% | 2700 | 8 | 8 | 1.2 | 0.3 | 46.2459 | 0.88638 | 47.1323 | WIDTH50_LENGTH30_HIGHT16_ORIENTATION135_WINDOWSRATIO20%_SKYLIGHTRATIO20%_3Dview.png | WIDTH50_LENGTH30_HIGHT16_ORIENTATION135_WINDOWSRATIO20%_SKYLIGHTRATIO20%.json
30 | 30 | 12 | 135 | 30% | 20% | 2700 | 8 | 8 | 1.2 | 0.3 | 46.1018 | 0.96277 | 47.0646 | WIDTH60_LENGTH30_HIGHT16_ORIENTATION135_WINDOWSRATIO20%_SKYLIGHTRATIO20%_3Dview.png | WIDTH60_LENGTH30_HIGHT16_ORIENTATION135_WINDOWSRATIO20%_SKYLIGHTRATIO20%.json
30 | 30 | 12 | 180 | 30% | 20% | 2700 | 8 | 8 | 1.2 | 0.3 | 46.2459 | 0.88638 | 47.1323 | WIDTH30_LENGTH40_HIGHT16_ORIENTATION135_WINDOWSRATIO20%_SKYLIGHTRATIO20%_3Dview.png | WIDTH30_LENGTH40_HIGHT16_ORIENTATION135_WINDOWSRATIO20%_SKYLIGHTRATIO20%.json
30 | 30 | 12 | 225 | 30% | 20% | 2700 | 8 | 8 | 1.2 | 0.3 | 46.1001 | 0.96344 | 47.0635 | WIDTH40_LENGTH40_HIGHT16_ORIENTATION135_WINDOWSRATIO20%_SKYLIGHTRATIO20%_3Dview.png | WIDTH40_LENGTH40_HIGHT16_ORIENTATION135_WINDOWSRATIO20%_SKYLIGHTRATIO20%.json
30 | 30 | 12 | 270 | 30% | 20% | 2700 | 8 | 8 | 1.2 | 0.3 | 46.2459 | 0.88638 | 47.1323 | WIDTH50_LENGTH40_HIGHT16_ORIENTATION135_WINDOWSRATIO20%_SKYLIGHTRATIO20%_3Dview.png | WIDTH50_LENGTH40_HIGHT16_ORIENTATION135_WINDOWSRATIO20%_SKYLIGHTRATIO20%.json
30 | 30 | 12 | 315 | 30% | 20% | 2700 | 8 | 8 | 1.2 | 0.3 | 46.1018 | 0.96277 | 47.0646 | WIDTH60_LENGTH40_HIGHT16_ORIENTATION135_WINDOWSRATIO20%_SKYLIGHTRATIO20%_3Dview.png | WIDTH60_LENGTH40_HIGHT16_ORIENTATION135_WINDOWSRATIO20%_SKYLIGHTRATIO20%.json
30 | 30 | 12 | 0 | 40% | 20% | 2700 | 8 | 8 | 1.2 | 0.3 | 46.8479 | 0.72383 | 47.5717 | WIDTH30_LENGTH50_HIGHT16_ORIENTATION135_WINDOWSRATIO20%_SKYLIGHTRATIO20%_3Dview.png | WIDTH30_LENGTH50_HIGHT16_ORIENTATION135_WINDOWSRATIO20%_SKYLIGHTRATIO20%.json
30 | 30 | 12 | 45 | 40% | 20% | 2700 | 8 | 8 | 1.2 | 0.3 | 46.709 | 0.79613 | 47.5052 | WIDTH40_LENGTH50_HIGHT16_ORIENTATION135_WINDOWSRATIO20%_SKYLIGHTRATIO20%_3Dview.png | WIDTH40_LENGTH50_HIGHT16_ORIENTATION135_WINDOWSRATIO20%_SKYLIGHTRATIO20%.json
30 | 30 | 12 | 90 | 40% | 20% | 2700 | 8 | 8 | 1.2 | 0.3 | 46.8479 | 0.72383 | 47.5717 | WIDTH50_LENGTH50_HIGHT16_ORIENTATION135_WINDOWSRATIO20%_SKYLIGHTRATIO20%_3Dview.png | WIDTH50_LENGTH50_HIGHT16_ORIENTATION135_WINDOWSRATIO20%_SKYLIGHTRATIO20%.json
30 | 30 | 12 | 135 | 40% | 20% | 2700 | 8 | 8 | 1.2 | 0.3 | 46.7104 | 0.79568 | 47.5061 | WIDTH60_LENGTH50_HIGHT16_ORIENTATION135_WINDOWSRATIO20%_SKYLIGHTRATIO20%_3Dview.png | WIDTH60_LENGTH50_HIGHT16_ORIENTATION135_WINDOWSRATIO20%_SKYLIGHTRATIO20%.json
30 | 30 | 12 | 180 | 40% | 20% | 2700 | 8 | 8 | 1.2 | 0.3 | 46.8479 | 0.72383 | 47.5717 | WIDTH30_LENGTH60_HIGHT16_ORIENTATION135_WINDOWSRATIO20%_SKYLIGHTRATIO20%_3Dview.png | WIDTH30_LENGTH60_HIGHT16_ORIENTATION135_WINDOWSRATIO20%_SKYLIGHTRATIO20%.json
30 | 30 | 12 | 225 | 40% | 20% | 2700 | 8 | 8 | 1.2 | 0.3 | 46.709 | 0.79613 | 47.5052 | WIDTH40_LENGTH60_HIGHT16_ORIENTATION135_WINDOWSRATIO20%_SKYLIGHTRATIO20%_3Dview.png | WIDTH40_LENGTH60_HIGHT16_ORIENTATION135_WINDOWSRATIO20%_SKYLIGHTRATIO20%.json
30 | 30 | 12 | 270 | 40% | 20% | 2700 | 8 | 8 | 1.2 | 0.3 | 46.8479 | 0.72383 | 47.5717 | WIDTH50_LENGTH60_HIGHT16_ORIENTATION135_WINDOWSRATIO20%_SKYLIGHTRATIO20%_3Dview.png | WIDTH50_LENGTH60_HIGHT16_ORIENTATION135_WINDOWSRATIO20%_SKYLIGHTRATIO20%.json
30 | 30 | 12 | 315 | 40% | 20% | 2700 | 8 | 8 | 1.2 | 0.3 | 46.7104 | 0.79568 | 47.5061 | WIDTH60_LENGTH60_HIGHT16_ORIENTATION135_WINDOWSRATIO20%_SKYLIGHTRATIO20%_3Dview.png | WIDTH60_LENGTH60_HIGHT16_ORIENTATION135_WINDOWSRATIO20%_SKYLIGHTRATIO20%.json
30 | 30 | 12 | 0 | 10% | 30% | 2700 | 8 | 8 | 1.2 | 0.3 | 44.3154 | 1.3576 | 45.673 | WIDTH30_LENGTH30_HIGHT8_ORIENTATION180_WINDOWSRATIO20%_SKYLIGHTRATIO20%_3Dview.png | WIDTH30_LENGTH30_HIGHT8_ORIENTATION180_WINDOWSRATIO20%_SKYLIGHTRATIO20%.json
30 | 30 | 12 | 45 | 10% | 30% | 2700 | 8 | 8 | 1.2 | 0.3 | 44.1825 | 1.4248 | 45.6073 | WIDTH40_LENGTH30_HIGHT8_ORIENTATION180_WINDOWSRATIO20%_SKYLIGHTRATIO20%_3Dview.png | WIDTH40_LENGTH30_HIGHT8_ORIENTATION180_WINDOWSRATIO20%_SKYLIGHTRATIO20%.json
30 | 30 | 12 | 90 | 10% | 30% | 2700 | 8 | 8 | 1.2 | 0.3 | 44.3154 | 1.3576 | 45.673 | WIDTH50_LENGTH30_HIGHT8_ORIENTATION180_WINDOWSRATIO20%_SKYLIGHTRATIO20%_3Dview.png | WIDTH50_LENGTH30_HIGHT8_ORIENTATION180_WINDOWSRATIO20%_SKYLIGHTRATIO20%.json
30 | 30 | 12 | 135 | 10% | 30% | 2700 | 8 | 8 | 1.2 | 0.3 | 44.1899 | 1.4227 | 45.6125 | WIDTH60_LENGTH30_HIGHT8_ORIENTATION180_WINDOWSRATIO20%_SKYLIGHTRATIO20%_3Dview.png | WIDTH60_LENGTH30_HIGHT8_ORIENTATION180_WINDOWSRATIO20%_SKYLIGHTRATIO20%.json
30 | 30 | 12 | 180 | 10% | 30% | 2700 | 8 | 8 | 1.2 | 0.3 | 44.3154 | 1.3576 | 45.673 | WIDTH30_LENGTH40_HIGHT8_ORIENTATION180_WINDOWSRATIO20%_SKYLIGHTRATIO20%_3Dview.png | WIDTH30_LENGTH40_HIGHT8_ORIENTATION180_WINDOWSRATIO20%_SKYLIGHTRATIO20%.json
30 | 30 | 12 | 225 | 10% | 30% | 2700 | 8 | 8 | 1.2 | 0.3 | 44.1899 | 1.4227 | 45.6125 | WIDTH40_LENGTH40_HIGHT8_ORIENTATION180_WINDOWSRATIO20%_SKYLIGHTRATIO20%_3Dview.png | WIDTH40_LENGTH40_HIGHT8_ORIENTATION180_WINDOWSRATIO20%_SKYLIGHTRATIO20%.json
30 | 30 | 12 | 270 | 10% | 30% | 2700 | 8 | 8 | 1.2 | 0.3 | 44.3154 | 1.3576 | 45.673 | WIDTH50_LENGTH40_HIGHT8_ORIENTATION180_WINDOWSRATIO20%_SKYLIGHTRATIO20%_3Dview.png | WIDTH50_LENGTH40_HIGHT8_ORIENTATION180_WINDOWSRATIO20%_SKYLIGHTRATIO20%.json
30 | 30 | 12 | 315 | 10% | 30% | 2700 | 8 | 8 | 1.2 | 0.3 | 44.1899 | 1.4227 | 45.6125 | WIDTH60_LENGTH40_HIGHT8_ORIENTATION180_WINDOWSRATIO20%_SKYLIGHTRATIO20%_3Dview.png | WIDTH60_LENGTH40_HIGHT8_ORIENTATION180_WINDOWSRATIO20%_SKYLIGHTRATIO20%.json
30 | 30 | 12 | 0 | 20% | 30% | 2700 | 8 | 8 | 1.2 | 0.3 | 45.4649 | 1.0846 | 46.5495 | WIDTH30_LENGTH50_HIGHT8_ORIENTATION180_WINDOWSRATIO20%_SKYLIGHTRATIO20%_3Dview.png | WIDTH30_LENGTH50_HIGHT8_ORIENTATION180_WINDOWSRATIO20%_SKYLIGHTRATIO20%.json
30 | 30 | 12 | 45 | 20% | 30% | 2700 | 8 | 8 | 1.2 | 0.3 | 45.3187 | 1.1581 | 46.4769 | WIDTH40_LENGTH50_HIGHT8_ORIENTATION180_WINDOWSRATIO20%_SKYLIGHTRATIO20%_3Dview.png | WIDTH40_LENGTH50_HIGHT8_ORIENTATION180_WINDOWSRATIO20%_SKYLIGHTRATIO20%.json
30 | 30 | 12 | 90 | 20% | 30% | 2700 | 8 | 8 | 1.2 | 0.3 | 45.4649 | 1.0846 | 46.5495 | WIDTH50_LENGTH50_HIGHT8_ORIENTATION180_WINDOWSRATIO20%_SKYLIGHTRATIO20%_3Dview.png | WIDTH50_LENGTH50_HIGHT8_ORIENTATION180_WINDOWSRATIO20%_SKYLIGHTRATIO20%.json
30 | 30 | 12 | 135 | 20% | 30% | 2700 | 8 | 8 | 1.2 | 0.3 | 45.3258 | 1.1562 | 46.4819 | WIDTH60_LENGTH50_HIGHT8_ORIENTATION180_WINDOWSRATIO20%_SKYLIGHTRATIO20%_3Dview.png | WIDTH60_LENGTH50_HIGHT8_ORIENTATION180_WINDOWSRATIO20%_SKYLIGHTRATIO20%.json
30 | 30 | 12 | 180 | 20% | 30% | 2700 | 8 | 8 | 1.2 | 0.3 | 45.4649 | 1.0846 | 46.5495 | WIDTH30_LENGTH60_HIGHT8_ORIENTATION180_WINDOWSRATIO20%_SKYLIGHTRATIO20%_3Dview.png | WIDTH30_LENGTH60_HIGHT8_ORIENTATION180_WINDOWSRATIO20%_SKYLIGHTRATIO20%.json
30 | 30 | 12 | 225 | 20% | 30% | 2700 | 8 | 8 | 1.2 | 0.3 | 45.3258 | 1.1562 | 46.4819 | WIDTH40_LENGTH60_HIGHT8_ORIENTATION180_WINDOWSRATIO20%_SKYLIGHTRATIO20%_3Dview.png | WIDTH40_LENGTH60_HIGHT8_ORIENTATION180_WINDOWSRATIO20%_SKYLIGHTRATIO20%.json
30 | 30 | 12 | 270 | 20% | 30% | 2700 | 8 | 8 | 1.2 | 0.3 | 45.4649 | 1.0846 | 46.5495 | WIDTH50_LENGTH60_HIGHT8_ORIENTATION180_WINDOWSRATIO20%_SKYLIGHTRATIO20%_3Dview.png | WIDTH50_LENGTH60_HIGHT8_ORIENTATION180_WINDOWSRATIO20%_SKYLIGHTRATIO20%.json
30 | 30 | 12 | 315 | 20% | 30% | 2700 | 8 | 8 | 1.2 | 0.3 | 45.3258 | 1.1562 | 46.4819 | WIDTH60_LENGTH60_HIGHT8_ORIENTATION180_WINDOWSRATIO20%_SKYLIGHTRATIO20%_3Dview.png | WIDTH60_LENGTH60_HIGHT8_ORIENTATION180_WINDOWSRATIO20%_SKYLIGHTRATIO20%.json
30 | 30 | 12 | 0 | 30% | 30% | 2700 | 8 | 8 | 1.2 | 0.3 | 46.2987 | 0.86951 | 47.1682 | WIDTH30_LENGTH30_HIGHT12_ORIENTATION180_WINDOWSRATIO20%_SKYLIGHTRATIO20%_3Dview.png | WIDTH30_LENGTH30_HIGHT12_ORIENTATION180_WINDOWSRATIO20%_SKYLIGHTRATIO20%.json
30 | 30 | 12 | 45 | 30% | 30% | 2700 | 8 | 8 | 1.2 | 0.3 | 46.1513 | 0.94663 | 47.0979 | WIDTH40_LENGTH30_HIGHT12_ORIENTATION180_WINDOWSRATIO20%_SKYLIGHTRATIO20%_3Dview.png | WIDTH40_LENGTH30_HIGHT12_ORIENTATION180_WINDOWSRATIO20%_SKYLIGHTRATIO20%.json
30 | 30 | 12 | 90 | 30% | 30% | 2700 | 8 | 8 | 1.2 | 0.3 | 46.2987 | 0.86951 | 47.1682 | WIDTH50_LENGTH30_HIGHT12_ORIENTATION180_WINDOWSRATIO20%_SKYLIGHTRATIO20%_3Dview.png | WIDTH50_LENGTH30_HIGHT12_ORIENTATION180_WINDOWSRATIO20%_SKYLIGHTRATIO20%.json
30 | 30 | 12 | 135 | 30% | 30% | 2700 | 8 | 8 | 1.2 | 0.3 | 46.1559 | 0.94513 | 47.101 | WIDTH60_LENGTH30_HIGHT12_ORIENTATION180_WINDOWSRATIO20%_SKYLIGHTRATIO20%_3Dview.png | WIDTH60_LENGTH30_HIGHT12_ORIENTATION180_WINDOWSRATIO20%_SKYLIGHTRATIO20%.json
30 | 30 | 12 | 180 | 30% | 30% | 2700 | 8 | 8 | 1.2 | 0.3 | 46.2987 | 0.86951 | 47.1682 | WIDTH30_LENGTH40_HIGHT12_ORIENTATION180_WINDOWSRATIO20%_SKYLIGHTRATIO20%_3Dview.png | WIDTH30_LENGTH40_HIGHT12_ORIENTATION180_WINDOWSRATIO20%_SKYLIGHTRATIO20%.json
30 | 30 | 12 | 225 | 30% | 30% | 2700 | 8 | 8 | 1.2 | 0.3 | 46.1559 | 0.94513 | 47.101 | WIDTH40_LENGTH40_HIGHT12_ORIENTATION180_WINDOWSRATIO20%_SKYLIGHTRATIO20%_3Dview.png | WIDTH40_LENGTH40_HIGHT12_ORIENTATION180_WINDOWSRATIO20%_SKYLIGHTRATIO20%.json
30 | 30 | 12 | 270 | 30% | 30% | 2700 | 8 | 8 | 1.2 | 0.3 | 46.2987 | 0.86951 | 47.1682 | WIDTH50_LENGTH40_HIGHT12_ORIENTATION180_WINDOWSRATIO20%_SKYLIGHTRATIO20%_3Dview.png | WIDTH50_LENGTH40_HIGHT12_ORIENTATION180_WINDOWSRATIO20%_SKYLIGHTRATIO20%.json
30 | 30 | 12 | 315 | 30% | 30% | 2700 | 8 | 8 | 1.2 | 0.3 | 46.1559 | 0.94513 | 47.101 | WIDTH60_LENGTH40_HIGHT12_ORIENTATION180_WINDOWSRATIO20%_SKYLIGHTRATIO20%_3Dview.png | WIDTH60_LENGTH40_HIGHT12_ORIENTATION180_WINDOWSRATIO20%_SKYLIGHTRATIO20%.json
30 | 30 | 12 | 0 | 40% | 30% | 2700 | 8 | 8 | 1.2 | 0.3 | 46.8876 | 0.71064 | 47.5982 | WIDTH30_LENGTH50_HIGHT12_ORIENTATION180_WINDOWSRATIO20%_SKYLIGHTRATIO20%_3Dview.png | WIDTH30_LENGTH50_HIGHT12_ORIENTATION180_WINDOWSRATIO20%_SKYLIGHTRATIO20%.json
30 | 30 | 12 | 45 | 40% | 30% | 2700 | 8 | 8 | 1.2 | 0.3 | 46.7483 | 0.78272 | 47.531 | WIDTH40_LENGTH50_HIGHT12_ORIENTATION180_WINDOWSRATIO20%_SKYLIGHTRATIO20%_3Dview.png | WIDTH40_LENGTH50_HIGHT12_ORIENTATION180_WINDOWSRATIO20%_SKYLIGHTRATIO20%.json
30 | 30 | 12 | 90 | 40% | 30% | 2700 | 8 | 8 | 1.2 | 0.3 | 46.8876 | 0.71064 | 47.5982 | WIDTH50_LENGTH50_HIGHT12_ORIENTATION180_WINDOWSRATIO20%_SKYLIGHTRATIO20%_3Dview.png | WIDTH50_LENGTH50_HIGHT12_ORIENTATION180_WINDOWSRATIO20%_SKYLIGHTRATIO20%.json
30 | 30 | 12 | 135 | 40% | 30% | 2700 | 8 | 8 | 1.2 | 0.3 | 46.7524 | 0.78137 | 47.5337 | WIDTH60_LENGTH50_HIGHT12_ORIENTATION180_WINDOWSRATIO20%_SKYLIGHTRATIO20%_3Dview.png | WIDTH60_LENGTH50_HIGHT12_ORIENTATION180_WINDOWSRATIO20%_SKYLIGHTRATIO20%.json
30 | 30 | 12 | 180 | 40% | 30% | 2700 | 8 | 8 | 1.2 | 0.3 | 46.8876 | 0.71064 | 47.5982 | WIDTH30_LENGTH60_HIGHT12_ORIENTATION180_WINDOWSRATIO20%_SKYLIGHTRATIO20%_3Dview.png | WIDTH30_LENGTH60_HIGHT12_ORIENTATION180_WINDOWSRATIO20%_SKYLIGHTRATIO20%.json
30 | 30 | 12 | 225 | 40% | 30% | 2700 | 8 | 8 | 1.2 | 0.3 | 46.7524 | 0.78137 | 47.5337 | WIDTH40_LENGTH60_HIGHT12_ORIENTATION180_WINDOWSRATIO20%_SKYLIGHTRATIO20%_3Dview.png | WIDTH40_LENGTH60_HIGHT12_ORIENTATION180_WINDOWSRATIO20%_SKYLIGHTRATIO20%.json
30 | 30 | 12 | 270 | 40% | 30% | 2700 | 8 | 8 | 1.2 | 0.3 | 46.8876 | 0.71064 | 47.5982 | WIDTH50_LENGTH60_HIGHT12_ORIENTATION180_WINDOWSRATIO20%_SKYLIGHTRATIO20%_3Dview.png | WIDTH50_LENGTH60_HIGHT12_ORIENTATION180_WINDOWSRATIO20%_SKYLIGHTRATIO20%.json
30 | 30 | 12 | 315 | 40% | 30% | 2700 | 8 | 8 | 1.2 | 0.3 | 46.7524 | 0.78137 | 47.5337 | WIDTH60_LENGTH60_HIGHT12_ORIENTATION180_WINDOWSRATIO20%_SKYLIGHTRATIO20%_3Dview.png | WIDTH60_LENGTH60_HIGHT12_ORIENTATION180_WINDOWSRATIO20%_SKYLIGHTRATIO20%.json
30 | 30 | 12 | 0 | 10% | 40% | 2700 | 8 | 8 | 1.2 | 0.3 | 44.8762 | 1.3383 | 46.2145 | WIDTH30_LENGTH30_HIGHT16_ORIENTATION180_WINDOWSRATIO20%_SKYLIGHTRATIO20%_3Dview.png | WIDTH30_LENGTH30_HIGHT16_ORIENTATION180_WINDOWSRATIO20%_SKYLIGHTRATIO20%.json
30 | 30 | 12 | 45 | 10% | 40% | 2700 | 8 | 8 | 1.2 | 0.3 | 44.7378 | 1.407 | 46.1448 | WIDTH40_LENGTH30_HIGHT16_ORIENTATION180_WINDOWSRATIO20%_SKYLIGHTRATIO20%_3Dview.png | WIDTH40_LENGTH30_HIGHT16_ORIENTATION180_WINDOWSRATIO20%_SKYLIGHTRATIO20%.json
30 | 30 | 12 | 90 | 10% | 40% | 2700 | 8 | 8 | 1.2 | 0.3 | 44.8762 | 1.3383 | 46.2145 | WIDTH50_LENGTH30_HIGHT16_ORIENTATION180_WINDOWSRATIO20%_SKYLIGHTRATIO20%_3Dview.png | WIDTH50_LENGTH30_HIGHT16_ORIENTATION180_WINDOWSRATIO20%_SKYLIGHTRATIO20%.json
30 | 30 | 12 | 135 | 10% | 40% | 2700 | 8 | 8 | 1.2 | 0.3 | 44.7378 | 1.407 | 46.1448 | WIDTH60_LENGTH30_HIGHT16_ORIENTATION180_WINDOWSRATIO20%_SKYLIGHTRATIO20%_3Dview.png | WIDTH60_LENGTH30_HIGHT16_ORIENTATION180_WINDOWSRATIO20%_SKYLIGHTRATIO20%.json
30 | 30 | 12 | 180 | 10% | 40% | 2700 | 8 | 8 | 1.2 | 0.3 | 44.8762 | 1.3383 | 46.2145 | WIDTH30_LENGTH40_HIGHT16_ORIENTATION180_WINDOWSRATIO20%_SKYLIGHTRATIO20%_3Dview.png | WIDTH30_LENGTH40_HIGHT16_ORIENTATION180_WINDOWSRATIO20%_SKYLIGHTRATIO20%.json
30 | 30 | 12 | 225 | 10% | 40% | 2700 | 8 | 8 | 1.2 | 0.3 | 44.7536 | 1.4028 | 46.1563 | WIDTH40_LENGTH40_HIGHT16_ORIENTATION180_WINDOWSRATIO20%_SKYLIGHTRATIO20%_3Dview.png | WIDTH40_LENGTH40_HIGHT16_ORIENTATION180_WINDOWSRATIO20%_SKYLIGHTRATIO20%.json
30 | 30 | 12 | 270 | 10% | 40% | 2700 | 8 | 8 | 1.2 | 0.3 | 44.8762 | 1.3383 | 46.2145 | WIDTH50_LENGTH40_HIGHT16_ORIENTATION180_WINDOWSRATIO20%_SKYLIGHTRATIO20%_3Dview.png | WIDTH50_LENGTH40_HIGHT16_ORIENTATION180_WINDOWSRATIO20%_SKYLIGHTRATIO20%.json
30 | 30 | 12 | 315 | 10% | 40% | 2700 | 8 | 8 | 1.2 | 0.3 | 44.7536 | 1.4028 | 46.1563 | WIDTH60_LENGTH40_HIGHT16_ORIENTATION180_WINDOWSRATIO20%_SKYLIGHTRATIO20%_3Dview.png | WIDTH60_LENGTH40_HIGHT16_ORIENTATION180_WINDOWSRATIO20%_SKYLIGHTRATIO20%.json
30 | 30 | 12 | 0 | 20% | 40% | 2700 | 8 | 8 | 1.2 | 0.3 | 46.0109 | 1.0648 | 47.0757 | WIDTH30_LENGTH50_HIGHT16_ORIENTATION180_WINDOWSRATIO20%_SKYLIGHTRATIO20%_3Dview.png | WIDTH30_LENGTH50_HIGHT16_ORIENTATION180_WINDOWSRATIO20%_SKYLIGHTRATIO20%.json
30 | 30 | 12 | 45 | 20% | 40% | 2700 | 8 | 8 | 1.2 | 0.3 | 45.8601 | 1.1387 | 46.9989 | WIDTH40_LENGTH50_HIGHT16_ORIENTATION180_WINDOWSRATIO20%_SKYLIGHTRATIO20%_3Dview.png | WIDTH40_LENGTH50_HIGHT16_ORIENTATION180_WINDOWSRATIO20%_SKYLIGHTRATIO20%.json
30 | 30 | 12 | 90 | 20% | 40% | 2700 | 8 | 8 | 1.2 | 0.3 | 46.0109 | 1.0648 | 47.0757 | WIDTH50_LENGTH50_HIGHT16_ORIENTATION180_WINDOWSRATIO20%_SKYLIGHTRATIO20%_3Dview.png | WIDTH50_LENGTH50_HIGHT16_ORIENTATION180_WINDOWSRATIO20%_SKYLIGHTRATIO20%.json
30 | 30 | 12 | 135 | 20% | 40% | 2700 | 8 | 8 | 1.2 | 0.3 | 45.8601 | 1.1387 | 46.9989 | WIDTH60_LENGTH50_HIGHT16_ORIENTATION180_WINDOWSRATIO20%_SKYLIGHTRATIO20%_3Dview.png | WIDTH60_LENGTH50_HIGHT16_ORIENTATION180_WINDOWSRATIO20%_SKYLIGHTRATIO20%.json
30 | 30 | 12 | 180 | 20% | 40% | 2700 | 8 | 8 | 1.2 | 0.3 | 46.0109 | 1.0648 | 47.0757 | WIDTH30_LENGTH60_HIGHT16_ORIENTATION180_WINDOWSRATIO20%_SKYLIGHTRATIO20%_3Dview.png | WIDTH30_LENGTH60_HIGHT16_ORIENTATION180_WINDOWSRATIO20%_SKYLIGHTRATIO20%.json
30 | 30 | 12 | 225 | 20% | 40% | 2700 | 8 | 8 | 1.2 | 0.3 | 45.8719 | 1.1351 | 47.007 | WIDTH40_LENGTH60_HIGHT16_ORIENTATION180_WINDOWSRATIO20%_SKYLIGHTRATIO20%_3Dview.png | WIDTH40_LENGTH60_HIGHT16_ORIENTATION180_WINDOWSRATIO20%_SKYLIGHTRATIO20%.json
30 | 30 | 12 | 270 | 20% | 40% | 2700 | 8 | 8 | 1.2 | 0.3 | 46.0109 | 1.0648 | 47.0757 | WIDTH50_LENGTH60_HIGHT16_ORIENTATION180_WINDOWSRATIO20%_SKYLIGHTRATIO20%_3Dview.png | WIDTH50_LENGTH60_HIGHT16_ORIENTATION180_WINDOWSRATIO20%_SKYLIGHTRATIO20%.json
30 | 30 | 12 | 315 | 20% | 40% | 2700 | 8 | 8 | 1.2 | 0.3 | 45.8719 | 1.1351 | 47.007 | WIDTH60_LENGTH60_HIGHT16_ORIENTATION180_WINDOWSRATIO20%_SKYLIGHTRATIO20%_3Dview.png | WIDTH60_LENGTH60_HIGHT16_ORIENTATION180_WINDOWSRATIO20%_SKYLIGHTRATIO20%.json
30 | 30 | 12 | 0 | 30% | 40% | 2700 | 8 | 8 | 1.2 | 0.3 | 46.8283 | 0.85413 | 47.6824 | WIDTH30_LENGTH30_HIGHT8_ORIENTATION225_WINDOWSRATIO20%_SKYLIGHTRATIO20%_3Dview.png | WIDTH30_LENGTH30_HIGHT8_ORIENTATION225_WINDOWSRATIO20%_SKYLIGHTRATIO20%.json
30 | 30 | 12 | 45 | 30% | 40% | 2700 | 8 | 8 | 1.2 | 0.3 | 46.6776 | 0.93219 | 47.6098 | WIDTH40_LENGTH30_HIGHT8_ORIENTATION225_WINDOWSRATIO20%_SKYLIGHTRATIO20%_3Dview.png | WIDTH40_LENGTH30_HIGHT8_ORIENTATION225_WINDOWSRATIO20%_SKYLIGHTRATIO20%.json
30 | 30 | 12 | 90 | 30% | 40% | 2700 | 8 | 8 | 1.2 | 0.3 | 46.8283 | 0.85413 | 47.6824 | WIDTH50_LENGTH30_HIGHT8_ORIENTATION225_WINDOWSRATIO20%_SKYLIGHTRATIO20%_3Dview.png | WIDTH50_LENGTH30_HIGHT8_ORIENTATION225_WINDOWSRATIO20%_SKYLIGHTRATIO20%.json
30 | 30 | 12 | 135 | 30% | 40% | 2700 | 8 | 8 | 1.2 | 0.3 | 46.6776 | 0.93219 | 47.6098 | WIDTH60_LENGTH30_HIGHT8_ORIENTATION225_WINDOWSRATIO20%_SKYLIGHTRATIO20%_3Dview.png | WIDTH60_LENGTH30_HIGHT8_ORIENTATION225_WINDOWSRATIO20%_SKYLIGHTRATIO20%.json
30 | 30 | 12 | 180 | 30% | 40% | 2700 | 8 | 8 | 1.2 | 0.3 | 46.8283 | 0.85413 | 47.6824 | WIDTH30_LENGTH40_HIGHT8_ORIENTATION225_WINDOWSRATIO20%_SKYLIGHTRATIO20%_3Dview.png | WIDTH30_LENGTH40_HIGHT8_ORIENTATION225_WINDOWSRATIO20%_SKYLIGHTRATIO20%.json
30 | 30 | 12 | 225 | 30% | 40% | 2700 | 8 | 8 | 1.2 | 0.3 | 46.6868 | 0.92902 | 47.6158 | WIDTH40_LENGTH40_HIGHT8_ORIENTATION225_WINDOWSRATIO20%_SKYLIGHTRATIO20%_3Dview.png | WIDTH40_LENGTH40_HIGHT8_ORIENTATION225_WINDOWSRATIO20%_SKYLIGHTRATIO20%.json
30 | 30 | 12 | 270 | 30% | 40% | 2700 | 8 | 8 | 1.2 | 0.3 | 46.8283 | 0.85413 | 47.6824 | WIDTH50_LENGTH40_HIGHT8_ORIENTATION225_WINDOWSRATIO20%_SKYLIGHTRATIO20%_3Dview.png | WIDTH50_LENGTH40_HIGHT8_ORIENTATION225_WINDOWSRATIO20%_SKYLIGHTRATIO20%.json
30 | 30 | 12 | 315 | 30% | 40% | 2700 | 8 | 8 | 1.2 | 0.3 | 46.6868 | 0.92902 | 47.6158 | WIDTH60_LENGTH40_HIGHT8_ORIENTATION225_WINDOWSRATIO20%_SKYLIGHTRATIO20%_3Dview.png | WIDTH60_LENGTH40_HIGHT8_ORIENTATION225_WINDOWSRATIO20%_SKYLIGHTRATIO20%.json
30 | 30 | 12 | 0 | 40% | 40% | 2700 | 8 | 8 | 1.2 | 0.3 | 47.4061 | 0.69896 | 48.105 | WIDTH30_LENGTH50_HIGHT8_ORIENTATION225_WINDOWSRATIO20%_SKYLIGHTRATIO20%_3Dview.png | WIDTH30_LENGTH50_HIGHT8_ORIENTATION225_WINDOWSRATIO20%_SKYLIGHTRATIO20%.json
30 | 30 | 12 | 45 | 40% | 40% | 2700 | 8 | 8 | 1.2 | 0.3 | 47.2649 | 0.77132 | 48.0362 | WIDTH40_LENGTH50_HIGHT8_ORIENTATION225_WINDOWSRATIO20%_SKYLIGHTRATIO20%_3Dview.png | WIDTH40_LENGTH50_HIGHT8_ORIENTATION225_WINDOWSRATIO20%_SKYLIGHTRATIO20%.json
30 | 30 | 12 | 90 | 40% | 40% | 2700 | 8 | 8 | 1.2 | 0.3 | 47.4061 | 0.69896 | 48.105 | WIDTH50_LENGTH50_HIGHT8_ORIENTATION225_WINDOWSRATIO20%_SKYLIGHTRATIO20%_3Dview.png | WIDTH50_LENGTH50_HIGHT8_ORIENTATION225_WINDOWSRATIO20%_SKYLIGHTRATIO20%.json
30 | 30 | 12 | 135 | 40% | 40% | 2700 | 8 | 8 | 1.2 | 0.3 | 47.2649 | 0.77132 | 48.0362 | WIDTH60_LENGTH50_HIGHT8_ORIENTATION225_WINDOWSRATIO20%_SKYLIGHTRATIO20%_3Dview.png | WIDTH60_LENGTH50_HIGHT8_ORIENTATION225_WINDOWSRATIO20%_SKYLIGHTRATIO20%.json
30 | 30 | 12 | 180 | 40% | 40% | 2700 | 8 | 8 | 1.2 | 0.3 | 47.4061 | 0.69896 | 48.105 | WIDTH30_LENGTH60_HIGHT8_ORIENTATION225_WINDOWSRATIO20%_SKYLIGHTRATIO20%_3Dview.png | WIDTH30_LENGTH60_HIGHT8_ORIENTATION225_WINDOWSRATIO20%_SKYLIGHTRATIO20%.json
30 | 30 | 12 | 225 | 40% | 40% | 2700 | 8 | 8 | 1.2 | 0.3 | 47.2716 | 0.76866 | 48.0403 | WIDTH40_LENGTH60_HIGHT8_ORIENTATION225_WINDOWSRATIO20%_SKYLIGHTRATIO20%_3Dview.png | WIDTH40_LENGTH60_HIGHT8_ORIENTATION225_WINDOWSRATIO20%_SKYLIGHTRATIO20%.json
30 | 30 | 12 | 270 | 40% | 40% | 2700 | 8 | 8 | 1.2 | 0.3 | 47.4061 | 0.69896 | 48.105 | WIDTH50_LENGTH60_HIGHT8_ORIENTATION225_WINDOWSRATIO20%_SKYLIGHTRATIO20%_3Dview.png | WIDTH50_LENGTH60_HIGHT8_ORIENTATION225_WINDOWSRATIO20%_SKYLIGHTRATIO20%.json
30 | 30 | 12 | 315 | 40% | 40% | 2700 | 8 | 8 | 1.2 | 0.3 | 47.2716 | 0.76866 | 48.0403 | WIDTH60_LENGTH60_HIGHT8_ORIENTATION225_WINDOWSRATIO20%_SKYLIGHTRATIO20%_3Dview.png | WIDTH60_LENGTH60_HIGHT8_ORIENTATION225_WINDOWSRATIO20%_SKYLIGHTRATIO20%.json
40 | 30 | 12 | 0 | 10% | 10% | 3600 | 8 | 18 | 1.1333 | 0.28333 | 44.0647 | 1.3625 | 45.4272 | WIDTH30_LENGTH30_HIGHT12_ORIENTATION225_WINDOWSRATIO20%_SKYLIGHTRATIO20%_3Dview.png | WIDTH30_LENGTH30_HIGHT12_ORIENTATION225_WINDOWSRATIO20%_SKYLIGHTRATIO20%.json
30 | 40 | 12 | 0 | 10% | 10% | 3600 | 18 | 8 | 1.1333 | 0.28333 | 44.0618 | 1.395 | 45.4568 | WIDTH40_LENGTH30_HIGHT12_ORIENTATION225_WINDOWSRATIO20%_SKYLIGHTRATIO20%_3Dview.png | WIDTH40_LENGTH30_HIGHT12_ORIENTATION225_WINDOWSRATIO20%_SKYLIGHTRATIO20%.json
40 | 30 | 12 | 45 | 10% | 10% | 3600 | 8 | 18 | 1.1333 | 0.28333 | 43.9443 | 1.4422 | 45.3865 | WIDTH50_LENGTH30_HIGHT12_ORIENTATION225_WINDOWSRATIO20%_SKYLIGHTRATIO20%_3Dview.png | WIDTH50_LENGTH30_HIGHT12_ORIENTATION225_WINDOWSRATIO20%_SKYLIGHTRATIO20%.json
30 | 40 | 12 | 45 | 10% | 10% | 3600 | 18 | 8 | 1.1333 | 0.28333 | 43.9443 | 1.4366 | 45.3809 | WIDTH60_LENGTH30_HIGHT12_ORIENTATION225_WINDOWSRATIO20%_SKYLIGHTRATIO20%_3Dview.png | WIDTH60_LENGTH30_HIGHT12_ORIENTATION225_WINDOWSRATIO20%_SKYLIGHTRATIO20%.json
40 | 30 | 12 | 90 | 10% | 10% | 3600 | 8 | 18 | 1.1333 | 0.28333 | -999 | -999 | -999 | WIDTH30_LENGTH40_HIGHT12_ORIENTATION225_WINDOWSRATIO20%_SKYLIGHTRATIO20%_3Dview.png | WIDTH30_LENGTH40_HIGHT12_ORIENTATION225_WINDOWSRATIO20%_SKYLIGHTRATIO20%.json
30 | 40 | 12 | 90 | 10% | 10% | 3600 | 18 | 8 | 1.1333 | 0.28333 | 44.0644 | 1.3625 | 45.4269 | WIDTH40_LENGTH40_HIGHT12_ORIENTATION225_WINDOWSRATIO20%_SKYLIGHTRATIO20%_3Dview.png | WIDTH40_LENGTH40_HIGHT12_ORIENTATION225_WINDOWSRATIO20%_SKYLIGHTRATIO20%.json
40 | 30 | 12 | 135 | 10% | 10% | 3600 | 8 | 18 | 1.1333 | 0.28333 | 43.9438 | 1.4373 | 45.3811 | WIDTH50_LENGTH40_HIGHT12_ORIENTATION225_WINDOWSRATIO20%_SKYLIGHTRATIO20%_3Dview.png | WIDTH50_LENGTH40_HIGHT12_ORIENTATION225_WINDOWSRATIO20%_SKYLIGHTRATIO20%.json
30 | 40 | 12 | 135 | 10% | 10% | 3600 | 18 | 8 | 1.1333 | 0.28333 | 43.9467 | 1.4418 | 45.3885 | WIDTH60_LENGTH40_HIGHT12_ORIENTATION225_WINDOWSRATIO20%_SKYLIGHTRATIO20%_3Dview.png | WIDTH60_LENGTH40_HIGHT12_ORIENTATION225_WINDOWSRATIO20%_SKYLIGHTRATIO20%.json
40 | 30 | 12 | 180 | 10% | 10% | 3600 | 8 | 18 | 1.1333 | 0.28333 | 44.0647 | 1.3625 | 45.4272 | WIDTH30_LENGTH50_HIGHT12_ORIENTATION225_WINDOWSRATIO20%_SKYLIGHTRATIO20%_3Dview.png | WIDTH30_LENGTH50_HIGHT12_ORIENTATION225_WINDOWSRATIO20%_SKYLIGHTRATIO20%.json
30 | 40 | 12 | 180 | 10% | 10% | 3600 | 18 | 8 | 1.1333 | 0.28333 | 44.0618 | 1.395 | 45.4568 | WIDTH40_LENGTH50_HIGHT12_ORIENTATION225_WINDOWSRATIO20%_SKYLIGHTRATIO20%_3Dview.png | WIDTH40_LENGTH50_HIGHT12_ORIENTATION225_WINDOWSRATIO20%_SKYLIGHTRATIO20%.json
40 | 30 | 12 | 225 | 10% | 10% | 3600 | 8 | 18 | 1.1333 | 0.28333 | 43.9473 | 1.4422 | 45.3895 | WIDTH50_LENGTH50_HIGHT12_ORIENTATION225_WINDOWSRATIO20%_SKYLIGHTRATIO20%_3Dview.png | WIDTH50_LENGTH50_HIGHT12_ORIENTATION225_WINDOWSRATIO20%_SKYLIGHTRATIO20%.json
30 | 40 | 12 | 225 | 10% | 10% | 3600 | 18 | 8 | 1.1333 | 0.28333 | 43.9445 | 1.437 | 45.3816 | WIDTH60_LENGTH50_HIGHT12_ORIENTATION225_WINDOWSRATIO20%_SKYLIGHTRATIO20%_3Dview.png | WIDTH60_LENGTH50_HIGHT12_ORIENTATION225_WINDOWSRATIO20%_SKYLIGHTRATIO20%.json
40 | 30 | 12 | 270 | 10% | 10% | 3600 | 8 | 18 | 1.1333 | 0.28333 | 44.062 | 1.3944 | 45.4564 | WIDTH30_LENGTH60_HIGHT12_ORIENTATION225_WINDOWSRATIO20%_SKYLIGHTRATIO20%_3Dview.png | WIDTH30_LENGTH60_HIGHT12_ORIENTATION225_WINDOWSRATIO20%_SKYLIGHTRATIO20%.json
30 | 40 | 12 | 270 | 10% | 10% | 3600 | 18 | 8 | 1.1333 | 0.28333 | 44.0644 | 1.3625 | 45.4269 | WIDTH40_LENGTH60_HIGHT12_ORIENTATION225_WINDOWSRATIO20%_SKYLIGHTRATIO20%_3Dview.png | WIDTH40_LENGTH60_HIGHT12_ORIENTATION225_WINDOWSRATIO20%_SKYLIGHTRATIO20%.json
40 | 30 | 12 | 315 | 10% | 10% | 3600 | 8 | 18 | 1.1333 | 0.28333 | 43.9448 | 1.4363 | 45.3812 | WIDTH50_LENGTH60_HIGHT12_ORIENTATION225_WINDOWSRATIO20%_SKYLIGHTRATIO20%_3Dview.png | WIDTH50_LENGTH60_HIGHT12_ORIENTATION225_WINDOWSRATIO20%_SKYLIGHTRATIO20%.json
30 | 40 | 12 | 315 | 10% | 10% | 3600 | 18 | 8 | 1.1333 | 0.28333 | 43.9452 | 1.4421 | 45.3874 | WIDTH60_LENGTH60_HIGHT12_ORIENTATION225_WINDOWSRATIO20%_SKYLIGHTRATIO20%_3Dview.png | WIDTH60_LENGTH60_HIGHT12_ORIENTATION225_WINDOWSRATIO20%_SKYLIGHTRATIO20%.json
40 | 30 | 12 | 0 | 20% | 10% | 3600 | 8 | 18 | 1.1333 | 0.28333 | 45.198 | 1.098 | 46.2961 | WIDTH30_LENGTH30_HIGHT16_ORIENTATION225_WINDOWSRATIO20%_SKYLIGHTRATIO20%_3Dview.png | WIDTH30_LENGTH30_HIGHT16_ORIENTATION225_WINDOWSRATIO20%_SKYLIGHTRATIO20%.json
30 | 40 | 12 | 0 | 20% | 10% | 3600 | 18 | 8 | 1.1333 | 0.28333 | 45.1766 | 1.1389 | 46.3155 | WIDTH40_LENGTH30_HIGHT16_ORIENTATION225_WINDOWSRATIO20%_SKYLIGHTRATIO20%_3Dview.png | WIDTH40_LENGTH30_HIGHT16_ORIENTATION225_WINDOWSRATIO20%_SKYLIGHTRATIO20%.json
40 | 30 | 12 | 45 | 20% | 10% | 3600 | 8 | 18 | 1.1333 | 0.28333 | 45.0536 | 1.1872 | 46.2408 | WIDTH50_LENGTH30_HIGHT16_ORIENTATION225_WINDOWSRATIO20%_SKYLIGHTRATIO20%_3Dview.png | WIDTH50_LENGTH30_HIGHT16_ORIENTATION225_WINDOWSRATIO20%_SKYLIGHTRATIO20%.json
30 | 40 | 12 | 45 | 20% | 10% | 3600 | 18 | 8 | 1.1333 | 0.28333 | 45.0546 | 1.1827 | 46.2373 | WIDTH60_LENGTH30_HIGHT16_ORIENTATION225_WINDOWSRATIO20%_SKYLIGHTRATIO20%_3Dview.png | WIDTH60_LENGTH30_HIGHT16_ORIENTATION225_WINDOWSRATIO20%_SKYLIGHTRATIO20%.json
40 | 30 | 12 | 90 | 20% | 10% | 3600 | 8 | 18 | 1.1333 | 0.28333 | 45.1767 | 1.1384 | 46.3151 | WIDTH30_LENGTH40_HIGHT16_ORIENTATION225_WINDOWSRATIO20%_SKYLIGHTRATIO20%_3Dview.png | WIDTH30_LENGTH40_HIGHT16_ORIENTATION225_WINDOWSRATIO20%_SKYLIGHTRATIO20%.json
30 | 40 | 12 | 90 | 20% | 10% | 3600 | 18 | 8 | 1.1333 | 0.28333 | 45.1978 | 1.098 | 46.2959 | WIDTH40_LENGTH40_HIGHT16_ORIENTATION225_WINDOWSRATIO20%_SKYLIGHTRATIO20%_3Dview.png | WIDTH40_LENGTH40_HIGHT16_ORIENTATION225_WINDOWSRATIO20%_SKYLIGHTRATIO20%.json
40 | 30 | 12 | 135 | 20% | 10% | 3600 | 8 | 18 | 1.1333 | 0.28333 | 45.0538 | 1.1832 | 46.237 | WIDTH50_LENGTH40_HIGHT16_ORIENTATION225_WINDOWSRATIO20%_SKYLIGHTRATIO20%_3Dview.png | WIDTH50_LENGTH40_HIGHT16_ORIENTATION225_WINDOWSRATIO20%_SKYLIGHTRATIO20%.json
30 | 40 | 12 | 135 | 20% | 10% | 3600 | 18 | 8 | 1.1333 | 0.28333 | 45.0554 | 1.1869 | 46.2423 | WIDTH60_LENGTH40_HIGHT16_ORIENTATION225_WINDOWSRATIO20%_SKYLIGHTRATIO20%_3Dview.png | WIDTH60_LENGTH40_HIGHT16_ORIENTATION225_WINDOWSRATIO20%_SKYLIGHTRATIO20%.json
40 | 30 | 12 | 180 | 20% | 10% | 3600 | 8 | 18 | 1.1333 | 0.28333 | 45.198 | 1.098 | 46.2961 | WIDTH30_LENGTH50_HIGHT16_ORIENTATION225_WINDOWSRATIO20%_SKYLIGHTRATIO20%_3Dview.png | WIDTH30_LENGTH50_HIGHT16_ORIENTATION225_WINDOWSRATIO20%_SKYLIGHTRATIO20%.json
30 | 40 | 12 | 180 | 20% | 10% | 3600 | 18 | 8 | 1.1333 | 0.28333 | 45.1766 | 1.1389 | 46.3155 | WIDTH40_LENGTH50_HIGHT16_ORIENTATION225_WINDOWSRATIO20%_SKYLIGHTRATIO20%_3Dview.png | WIDTH40_LENGTH50_HIGHT16_ORIENTATION225_WINDOWSRATIO20%_SKYLIGHTRATIO20%.json
40 | 30 | 12 | 225 | 20% | 10% | 3600 | 8 | 18 | 1.1333 | 0.28333 | 45.0559 | 1.1867 | 46.2426 | WIDTH50_LENGTH50_HIGHT16_ORIENTATION225_WINDOWSRATIO20%_SKYLIGHTRATIO20%_3Dview.png | WIDTH50_LENGTH50_HIGHT16_ORIENTATION225_WINDOWSRATIO20%_SKYLIGHTRATIO20%.json
30 | 40 | 12 | 225 | 20% | 10% | 3600 | 18 | 8 | 1.1333 | 0.28333 | 45.0545 | 1.1829 | 46.2375 | WIDTH60_LENGTH50_HIGHT16_ORIENTATION225_WINDOWSRATIO20%_SKYLIGHTRATIO20%_3Dview.png | WIDTH60_LENGTH50_HIGHT16_ORIENTATION225_WINDOWSRATIO20%_SKYLIGHTRATIO20%.json
40 | 30 | 12 | 270 | 20% | 10% | 3600 | 8 | 18 | 1.1333 | 0.28333 | 45.1767 | 1.1384 | 46.3151 | WIDTH30_LENGTH60_HIGHT16_ORIENTATION225_WINDOWSRATIO20%_SKYLIGHTRATIO20%_3Dview.png | WIDTH30_LENGTH60_HIGHT16_ORIENTATION225_WINDOWSRATIO20%_SKYLIGHTRATIO20%.json
30 | 40 | 12 | 270 | 20% | 10% | 3600 | 18 | 8 | 1.1333 | 0.28333 | 45.1978 | 1.098 | 46.2959 | WIDTH40_LENGTH60_HIGHT16_ORIENTATION225_WINDOWSRATIO20%_SKYLIGHTRATIO20%_3Dview.png | WIDTH40_LENGTH60_HIGHT16_ORIENTATION225_WINDOWSRATIO20%_SKYLIGHTRATIO20%.json
40 | 30 | 12 | 315 | 20% | 10% | 3600 | 8 | 18 | 1.1333 | 0.28333 | 45.0557 | 1.1825 | 46.2382 | WIDTH50_LENGTH60_HIGHT16_ORIENTATION225_WINDOWSRATIO20%_SKYLIGHTRATIO20%_3Dview.png | WIDTH50_LENGTH60_HIGHT16_ORIENTATION225_WINDOWSRATIO20%_SKYLIGHTRATIO20%.json
30 | 40 | 12 | 315 | 20% | 10% | 3600 | 18 | 8 | 1.1333 | 0.28333 | 45.0541 | 1.1873 | 46.2414 | WIDTH60_LENGTH60_HIGHT16_ORIENTATION225_WINDOWSRATIO20%_SKYLIGHTRATIO20%_3Dview.png | WIDTH60_LENGTH60_HIGHT16_ORIENTATION225_WINDOWSRATIO20%_SKYLIGHTRATIO20%.json
40 | 30 | 12 | 0 | 30% | 10% | 3600 | 8 | 18 | 1.1333 | 0.28333 | 46.045 | 0.88664 | 46.9317 | WIDTH30_LENGTH30_HIGHT8_ORIENTATION270_WINDOWSRATIO20%_SKYLIGHTRATIO20%_3Dview.png | WIDTH30_LENGTH30_HIGHT8_ORIENTATION270_WINDOWSRATIO20%_SKYLIGHTRATIO20%.json
30 | 40 | 12 | 0 | 30% | 10% | 3600 | 18 | 8 | 1.1333 | 0.28333 | 46.0007 | 0.93383 | 46.9345 | WIDTH40_LENGTH30_HIGHT8_ORIENTATION270_WINDOWSRATIO20%_SKYLIGHTRATIO20%_3Dview.png | WIDTH40_LENGTH30_HIGHT8_ORIENTATION270_WINDOWSRATIO20%_SKYLIGHTRATIO20%.json
40 | 30 | 12 | 45 | 30% | 10% | 3600 | 8 | 18 | 1.1333 | 0.28333 | 45.8816 | 0.98452 | 46.8661 | WIDTH50_LENGTH30_HIGHT8_ORIENTATION270_WINDOWSRATIO20%_SKYLIGHTRATIO20%_3Dview.png | WIDTH50_LENGTH30_HIGHT8_ORIENTATION270_WINDOWSRATIO20%_SKYLIGHTRATIO20%.json
30 | 40 | 12 | 45 | 30% | 10% | 3600 | 18 | 8 | 1.1333 | 0.28333 | 45.8852 | 0.97959 | 46.8648 | WIDTH60_LENGTH30_HIGHT8_ORIENTATION270_WINDOWSRATIO20%_SKYLIGHTRATIO20%_3Dview.png | WIDTH60_LENGTH30_HIGHT8_ORIENTATION270_WINDOWSRATIO20%_SKYLIGHTRATIO20%.json
40 | 30 | 12 | 90 | 30% | 10% | 3600 | 8 | 18 | 1.1333 | 0.28333 | 46.0009 | 0.9329 | 46.9338 | WIDTH30_LENGTH40_HIGHT8_ORIENTATION270_WINDOWSRATIO20%_SKYLIGHTRATIO20%_3Dview.png | WIDTH30_LENGTH40_HIGHT8_ORIENTATION270_WINDOWSRATIO20%_SKYLIGHTRATIO20%.json
30 | 40 | 12 | 90 | 30% | 10% | 3600 | 18 | 8 | 1.1333 | 0.28333 | 46.0449 | 0.88663 | 46.9315 | WIDTH40_LENGTH40_HIGHT8_ORIENTATION270_WINDOWSRATIO20%_SKYLIGHTRATIO20%_3Dview.png | WIDTH40_LENGTH40_HIGHT8_ORIENTATION270_WINDOWSRATIO20%_SKYLIGHTRATIO20%.json
40 | 30 | 12 | 135 | 30% | 10% | 3600 | 8 | 18 | 1.1333 | 0.28333 | 45.8848 | 0.98059 | 46.8653 | WIDTH50_LENGTH40_HIGHT8_ORIENTATION270_WINDOWSRATIO20%_SKYLIGHTRATIO20%_3Dview.png | WIDTH50_LENGTH40_HIGHT8_ORIENTATION270_WINDOWSRATIO20%_SKYLIGHTRATIO20%.json
30 | 40 | 12 | 135 | 30% | 10% | 3600 | 18 | 8 | 1.1333 | 0.28333 | 45.8826 | 0.98435 | 46.8669 | WIDTH60_LENGTH40_HIGHT8_ORIENTATION270_WINDOWSRATIO20%_SKYLIGHTRATIO20%_3Dview.png | WIDTH60_LENGTH40_HIGHT8_ORIENTATION270_WINDOWSRATIO20%_SKYLIGHTRATIO20%.json
40 | 30 | 12 | 180 | 30% | 10% | 3600 | 8 | 18 | 1.1333 | 0.28333 | 46.045 | 0.88664 | 46.9317 | WIDTH30_LENGTH50_HIGHT8_ORIENTATION270_WINDOWSRATIO20%_SKYLIGHTRATIO20%_3Dview.png | WIDTH30_LENGTH50_HIGHT8_ORIENTATION270_WINDOWSRATIO20%_SKYLIGHTRATIO20%.json
30 | 40 | 12 | 180 | 30% | 10% | 3600 | 18 | 8 | 1.1333 | 0.28333 | 46.0007 | 0.93383 | 46.9345 | WIDTH40_LENGTH50_HIGHT8_ORIENTATION270_WINDOWSRATIO20%_SKYLIGHTRATIO20%_3Dview.png | WIDTH40_LENGTH50_HIGHT8_ORIENTATION270_WINDOWSRATIO20%_SKYLIGHTRATIO20%.json
40 | 30 | 12 | 225 | 30% | 10% | 3600 | 8 | 18 | 1.1333 | 0.28333 | 45.883 | 0.98413 | 46.8671 | WIDTH50_LENGTH50_HIGHT8_ORIENTATION270_WINDOWSRATIO20%_SKYLIGHTRATIO20%_3Dview.png | WIDTH50_LENGTH50_HIGHT8_ORIENTATION270_WINDOWSRATIO20%_SKYLIGHTRATIO20%.json
30 | 40 | 12 | 225 | 30% | 10% | 3600 | 18 | 8 | 1.1333 | 0.28333 | 45.8854 | 0.98038 | 46.8658 | WIDTH60_LENGTH50_HIGHT8_ORIENTATION270_WINDOWSRATIO20%_SKYLIGHTRATIO20%_3Dview.png | WIDTH60_LENGTH50_HIGHT8_ORIENTATION270_WINDOWSRATIO20%_SKYLIGHTRATIO20%.json
40 | 30 | 12 | 270 | 30% | 10% | 3600 | 8 | 18 | 1.1333 | 0.28333 | 46.0009 | 0.9329 | 46.9338 | WIDTH30_LENGTH60_HIGHT8_ORIENTATION270_WINDOWSRATIO20%_SKYLIGHTRATIO20%_3Dview.png | WIDTH30_LENGTH60_HIGHT8_ORIENTATION270_WINDOWSRATIO20%_SKYLIGHTRATIO20%.json
30 | 40 | 12 | 270 | 30% | 10% | 3600 | 18 | 8 | 1.1333 | 0.28333 | 46.0449 | 0.88663 | 46.9315 | WIDTH40_LENGTH60_HIGHT8_ORIENTATION270_WINDOWSRATIO20%_SKYLIGHTRATIO20%_3Dview.png | WIDTH40_LENGTH60_HIGHT8_ORIENTATION270_WINDOWSRATIO20%_SKYLIGHTRATIO20%.json
40 | 30 | 12 | 315 | 30% | 10% | 3600 | 8 | 18 | 1.1333 | 0.28333 | 45.8853 | 0.97943 | 46.8648 | WIDTH50_LENGTH60_HIGHT8_ORIENTATION270_WINDOWSRATIO20%_SKYLIGHTRATIO20%_3Dview.png | WIDTH50_LENGTH60_HIGHT8_ORIENTATION270_WINDOWSRATIO20%_SKYLIGHTRATIO20%.json
30 | 40 | 12 | 315 | 30% | 10% | 3600 | 18 | 8 | 1.1333 | 0.28333 | 45.8818 | 0.984 | 46.8658 | WIDTH60_LENGTH60_HIGHT8_ORIENTATION270_WINDOWSRATIO20%_SKYLIGHTRATIO20%_3Dview.png | WIDTH60_LENGTH60_HIGHT8_ORIENTATION270_WINDOWSRATIO20%_SKYLIGHTRATIO20%.json
40 | 30 | 12 | 0 | 40% | 10% | 3600 | 8 | 18 | 1.1333 | 0.28333 | 46.6688 | 0.72354 | 47.3924 | WIDTH30_LENGTH30_HIGHT12_ORIENTATION270_WINDOWSRATIO20%_SKYLIGHTRATIO20%_3Dview.png | WIDTH30_LENGTH30_HIGHT12_ORIENTATION270_WINDOWSRATIO20%_SKYLIGHTRATIO20%.json
30 | 40 | 12 | 0 | 40% | 10% | 3600 | 18 | 8 | 1.1333 | 0.28333 | 46.595 | 0.77014 | 47.3652 | WIDTH40_LENGTH30_HIGHT12_ORIENTATION270_WINDOWSRATIO20%_SKYLIGHTRATIO20%_3Dview.png | WIDTH40_LENGTH30_HIGHT12_ORIENTATION270_WINDOWSRATIO20%_SKYLIGHTRATIO20%.json
40 | 30 | 12 | 45 | 40% | 10% | 3600 | 8 | 18 | 1.1333 | 0.28333 | 46.4859 | 0.82078 | 47.3067 | WIDTH50_LENGTH30_HIGHT12_ORIENTATION270_WINDOWSRATIO20%_SKYLIGHTRATIO20%_3Dview.png | WIDTH50_LENGTH30_HIGHT12_ORIENTATION270_WINDOWSRATIO20%_SKYLIGHTRATIO20%.json
30 | 40 | 12 | 45 | 40% | 10% | 3600 | 18 | 8 | 1.1333 | 0.28333 | 46.4986 | 0.81549 | 47.3141 | WIDTH60_LENGTH30_HIGHT12_ORIENTATION270_WINDOWSRATIO20%_SKYLIGHTRATIO20%_3Dview.png | WIDTH60_LENGTH30_HIGHT12_ORIENTATION270_WINDOWSRATIO20%_SKYLIGHTRATIO20%.json
40 | 30 | 12 | 90 | 40% | 10% | 3600 | 8 | 18 | 1.1333 | 0.28333 | 46.5953 | 0.76974 | 47.3651 | WIDTH30_LENGTH40_HIGHT12_ORIENTATION270_WINDOWSRATIO20%_SKYLIGHTRATIO20%_3Dview.png | WIDTH30_LENGTH40_HIGHT12_ORIENTATION270_WINDOWSRATIO20%_SKYLIGHTRATIO20%.json
30 | 40 | 12 | 90 | 40% | 10% | 3600 | 18 | 8 | 1.1333 | 0.28333 | 46.6687 | 0.72353 | 47.3922 | WIDTH40_LENGTH40_HIGHT12_ORIENTATION270_WINDOWSRATIO20%_SKYLIGHTRATIO20%_3Dview.png | WIDTH40_LENGTH40_HIGHT12_ORIENTATION270_WINDOWSRATIO20%_SKYLIGHTRATIO20%.json
40 | 30 | 12 | 135 | 40% | 10% | 3600 | 8 | 18 | 1.1333 | 0.28333 | 46.4984 | 0.81591 | 47.3143 | WIDTH50_LENGTH40_HIGHT12_ORIENTATION270_WINDOWSRATIO20%_SKYLIGHTRATIO20%_3Dview.png | WIDTH50_LENGTH40_HIGHT12_ORIENTATION270_WINDOWSRATIO20%_SKYLIGHTRATIO20%.json
30 | 40 | 12 | 135 | 40% | 10% | 3600 | 18 | 8 | 1.1333 | 0.28333 | 46.4863 | 0.82067 | 47.307 | WIDTH60_LENGTH40_HIGHT12_ORIENTATION270_WINDOWSRATIO20%_SKYLIGHTRATIO20%_3Dview.png | WIDTH60_LENGTH40_HIGHT12_ORIENTATION270_WINDOWSRATIO20%_SKYLIGHTRATIO20%.json
40 | 30 | 12 | 180 | 40% | 10% | 3600 | 8 | 18 | 1.1333 | 0.28333 | 46.6688 | 0.72354 | 47.3924 | WIDTH30_LENGTH50_HIGHT12_ORIENTATION270_WINDOWSRATIO20%_SKYLIGHTRATIO20%_3Dview.png | WIDTH30_LENGTH50_HIGHT12_ORIENTATION270_WINDOWSRATIO20%_SKYLIGHTRATIO20%.json
30 | 40 | 12 | 180 | 40% | 10% | 3600 | 18 | 8 | 1.1333 | 0.28333 | 46.595 | 0.77014 | 47.3652 | WIDTH40_LENGTH50_HIGHT12_ORIENTATION270_WINDOWSRATIO20%_SKYLIGHTRATIO20%_3Dview.png | WIDTH40_LENGTH50_HIGHT12_ORIENTATION270_WINDOWSRATIO20%_SKYLIGHTRATIO20%.json
40 | 30 | 12 | 225 | 40% | 10% | 3600 | 8 | 18 | 1.1333 | 0.28333 | 46.4867 | 0.82049 | 47.3071 | WIDTH50_LENGTH50_HIGHT12_ORIENTATION270_WINDOWSRATIO20%_SKYLIGHTRATIO20%_3Dview.png | WIDTH50_LENGTH50_HIGHT12_ORIENTATION270_WINDOWSRATIO20%_SKYLIGHTRATIO20%.json
30 | 40 | 12 | 225 | 40% | 10% | 3600 | 18 | 8 | 1.1333 | 0.28333 | 46.4988 | 0.81574 | 47.3145 | WIDTH60_LENGTH50_HIGHT12_ORIENTATION270_WINDOWSRATIO20%_SKYLIGHTRATIO20%_3Dview.png | WIDTH60_LENGTH50_HIGHT12_ORIENTATION270_WINDOWSRATIO20%_SKYLIGHTRATIO20%.json
40 | 30 | 12 | 270 | 40% | 10% | 3600 | 8 | 18 | 1.1333 | 0.28333 | 46.5953 | 0.76974 | 47.3651 | WIDTH30_LENGTH60_HIGHT12_ORIENTATION270_WINDOWSRATIO20%_SKYLIGHTRATIO20%_3Dview.png | WIDTH30_LENGTH60_HIGHT12_ORIENTATION270_WINDOWSRATIO20%_SKYLIGHTRATIO20%.json
30 | 40 | 12 | 270 | 40% | 10% | 3600 | 18 | 8 | 1.1333 | 0.28333 | 46.6687 | 0.72353 | 47.3922 | WIDTH40_LENGTH60_HIGHT12_ORIENTATION270_WINDOWSRATIO20%_SKYLIGHTRATIO20%_3Dview.png | WIDTH40_LENGTH60_HIGHT12_ORIENTATION270_WINDOWSRATIO20%_SKYLIGHTRATIO20%.json
40 | 30 | 12 | 315 | 40% | 10% | 3600 | 8 | 18 | 1.1333 | 0.28333 | 46.4986 | 0.81535 | 47.3139 | WIDTH50_LENGTH60_HIGHT12_ORIENTATION270_WINDOWSRATIO20%_SKYLIGHTRATIO20%_3Dview.png | WIDTH50_LENGTH60_HIGHT12_ORIENTATION270_WINDOWSRATIO20%_SKYLIGHTRATIO20%.json
30 | 40 | 12 | 315 | 40% | 10% | 3600 | 18 | 8 | 1.1333 | 0.28333 | 46.4858 | 0.821 | 47.3068 | WIDTH60_LENGTH60_HIGHT12_ORIENTATION270_WINDOWSRATIO20%_SKYLIGHTRATIO20%_3Dview.png | WIDTH60_LENGTH60_HIGHT12_ORIENTATION270_WINDOWSRATIO20%_SKYLIGHTRATIO20%.json
40 | 30 | 12 | 0 | 10% | 20% | 3600 | 8 | 18 | 1.1333 | 0.28333 | 44.2619 | 1.3203 | 45.5823 | WIDTH30_LENGTH30_HIGHT16_ORIENTATION270_WINDOWSRATIO20%_SKYLIGHTRATIO20%_3Dview.png | WIDTH30_LENGTH30_HIGHT16_ORIENTATION270_WINDOWSRATIO20%_SKYLIGHTRATIO20%.json
30 | 40 | 12 | 0 | 10% | 20% | 3600 | 18 | 8 | 1.1333 | 0.28333 | 44.2548 | 1.3522 | 45.6069 | WIDTH40_LENGTH30_HIGHT16_ORIENTATION270_WINDOWSRATIO20%_SKYLIGHTRATIO20%_3Dview.png | WIDTH40_LENGTH30_HIGHT16_ORIENTATION270_WINDOWSRATIO20%_SKYLIGHTRATIO20%.json
40 | 30 | 12 | 45 | 10% | 20% | 3600 | 8 | 18 | 1.1333 | 0.28333 | 44.1293 | 1.4002 | 45.5295 | WIDTH50_LENGTH30_HIGHT16_ORIENTATION270_WINDOWSRATIO20%_SKYLIGHTRATIO20%_3Dview.png | WIDTH50_LENGTH30_HIGHT16_ORIENTATION270_WINDOWSRATIO20%_SKYLIGHTRATIO20%.json
30 | 40 | 12 | 45 | 10% | 20% | 3600 | 18 | 8 | 1.1333 | 0.28333 | 44.1385 | 1.393 | 45.5315 | WIDTH60_LENGTH30_HIGHT16_ORIENTATION270_WINDOWSRATIO20%_SKYLIGHTRATIO20%_3Dview.png | WIDTH60_LENGTH30_HIGHT16_ORIENTATION270_WINDOWSRATIO20%_SKYLIGHTRATIO20%.json
40 | 30 | 12 | 90 | 10% | 20% | 3600 | 8 | 18 | 1.1333 | 0.28333 | 44.2556 | 1.3516 | 45.6072 | WIDTH30_LENGTH40_HIGHT16_ORIENTATION270_WINDOWSRATIO20%_SKYLIGHTRATIO20%_3Dview.png | WIDTH30_LENGTH40_HIGHT16_ORIENTATION270_WINDOWSRATIO20%_SKYLIGHTRATIO20%.json
30 | 40 | 12 | 90 | 10% | 20% | 3600 | 18 | 8 | 1.1333 | 0.28333 | 44.2615 | 1.3203 | 45.5818 | WIDTH40_LENGTH40_HIGHT16_ORIENTATION270_WINDOWSRATIO20%_SKYLIGHTRATIO20%_3Dview.png | WIDTH40_LENGTH40_HIGHT16_ORIENTATION270_WINDOWSRATIO20%_SKYLIGHTRATIO20%.json
40 | 30 | 12 | 135 | 10% | 20% | 3600 | 8 | 18 | 1.1333 | 0.28333 | 44.1352 | 1.3946 | 45.5298 | WIDTH50_LENGTH40_HIGHT16_ORIENTATION270_WINDOWSRATIO20%_SKYLIGHTRATIO20%_3Dview.png | WIDTH50_LENGTH40_HIGHT16_ORIENTATION270_WINDOWSRATIO20%_SKYLIGHTRATIO20%.json
30 | 40 | 12 | 135 | 10% | 20% | 3600 | 18 | 8 | 1.1333 | 0.28333 | 44.133 | 1.4003 | 45.5332 | WIDTH60_LENGTH40_HIGHT16_ORIENTATION270_WINDOWSRATIO20%_SKYLIGHTRATIO20%_3Dview.png | WIDTH60_LENGTH40_HIGHT16_ORIENTATION270_WINDOWSRATIO20%_SKYLIGHTRATIO20%.json
40 | 30 | 12 | 180 | 10% | 20% | 3600 | 8 | 18 | 1.1333 | 0.28333 | 44.2619 | 1.3203 | 45.5823 | WIDTH30_LENGTH50_HIGHT16_ORIENTATION270_WINDOWSRATIO20%_SKYLIGHTRATIO20%_3Dview.png | WIDTH30_LENGTH50_HIGHT16_ORIENTATION270_WINDOWSRATIO20%_SKYLIGHTRATIO20%.json
30 | 40 | 12 | 180 | 10% | 20% | 3600 | 18 | 8 | 1.1333 | 0.28333 | 44.2548 | 1.3522 | 45.6069 | WIDTH40_LENGTH50_HIGHT16_ORIENTATION270_WINDOWSRATIO20%_SKYLIGHTRATIO20%_3Dview.png | WIDTH40_LENGTH50_HIGHT16_ORIENTATION270_WINDOWSRATIO20%_SKYLIGHTRATIO20%.json
40 | 30 | 12 | 225 | 10% | 20% | 3600 | 8 | 18 | 1.1333 | 0.28333 | 44.1435 | 1.3972 | 45.5408 | WIDTH50_LENGTH50_HIGHT16_ORIENTATION270_WINDOWSRATIO20%_SKYLIGHTRATIO20%_3Dview.png | WIDTH50_LENGTH50_HIGHT16_ORIENTATION270_WINDOWSRATIO20%_SKYLIGHTRATIO20%.json
30 | 40 | 12 | 225 | 10% | 20% | 3600 | 18 | 8 | 1.1333 | 0.28333 | 44.1379 | 1.3935 | 45.5314 | WIDTH60_LENGTH50_HIGHT16_ORIENTATION270_WINDOWSRATIO20%_SKYLIGHTRATIO20%_3Dview.png | WIDTH60_LENGTH50_HIGHT16_ORIENTATION270_WINDOWSRATIO20%_SKYLIGHTRATIO20%.json
40 | 30 | 12 | 270 | 10% | 20% | 3600 | 8 | 18 | 1.1333 | 0.28333 | 44.2556 | 1.3516 | 45.6072 | WIDTH30_LENGTH60_HIGHT16_ORIENTATION270_WINDOWSRATIO20%_SKYLIGHTRATIO20%_3Dview.png | WIDTH30_LENGTH60_HIGHT16_ORIENTATION270_WINDOWSRATIO20%_SKYLIGHTRATIO20%.json
30 | 40 | 12 | 270 | 10% | 20% | 3600 | 18 | 8 | 1.1333 | 0.28333 | 44.2615 | 1.3203 | 45.5818 | WIDTH40_LENGTH60_HIGHT16_ORIENTATION270_WINDOWSRATIO20%_SKYLIGHTRATIO20%_3Dview.png | WIDTH40_LENGTH60_HIGHT16_ORIENTATION270_WINDOWSRATIO20%_SKYLIGHTRATIO20%.json
40 | 30 | 12 | 315 | 10% | 20% | 3600 | 8 | 18 | 1.1333 | 0.28333 | 44.1352 | 1.3946 | 45.5298 | WIDTH50_LENGTH60_HIGHT16_ORIENTATION270_WINDOWSRATIO20%_SKYLIGHTRATIO20%_3Dview.png | WIDTH50_LENGTH60_HIGHT16_ORIENTATION270_WINDOWSRATIO20%_SKYLIGHTRATIO20%.json
30 | 40 | 12 | 315 | 10% | 20% | 3600 | 18 | 8 | 1.1333 | 0.28333 | 44.1353 | 1.3998 | 45.5351 | WIDTH60_LENGTH60_HIGHT16_ORIENTATION270_WINDOWSRATIO20%_SKYLIGHTRATIO20%_3Dview.png | WIDTH60_LENGTH60_HIGHT16_ORIENTATION270_WINDOWSRATIO20%_SKYLIGHTRATIO20%.json
40 | 30 | 12 | 0 | 20% | 20% | 3600 | 8 | 18 | 1.1333 | 0.28333 | 45.3493 | 1.0618 | 46.4112 | WIDTH30_LENGTH30_HIGHT8_ORIENTATION315_WINDOWSRATIO20%_SKYLIGHTRATIO20%_3Dview.png | WIDTH30_LENGTH30_HIGHT8_ORIENTATION315_WINDOWSRATIO20%_SKYLIGHTRATIO20%.json
30 | 40 | 12 | 0 | 20% | 20% | 3600 | 18 | 8 | 1.1333 | 0.28333 | 45.3263 | 1.1006 | 46.4269 | WIDTH40_LENGTH30_HIGHT8_ORIENTATION315_WINDOWSRATIO20%_SKYLIGHTRATIO20%_3Dview.png | WIDTH40_LENGTH30_HIGHT8_ORIENTATION315_WINDOWSRATIO20%_SKYLIGHTRATIO20%.json
40 | 30 | 12 | 45 | 20% | 20% | 3600 | 8 | 18 | 1.1333 | 0.28333 | 45.2026 | 1.1512 | 46.3538 | WIDTH50_LENGTH30_HIGHT8_ORIENTATION315_WINDOWSRATIO20%_SKYLIGHTRATIO20%_3Dview.png | WIDTH50_LENGTH30_HIGHT8_ORIENTATION315_WINDOWSRATIO20%_SKYLIGHTRATIO20%.json
30 | 40 | 12 | 45 | 20% | 20% | 3600 | 18 | 8 | 1.1333 | 0.28333 | 45.2072 | 1.1455 | 46.3527 | WIDTH60_LENGTH30_HIGHT8_ORIENTATION315_WINDOWSRATIO20%_SKYLIGHTRATIO20%_3Dview.png | WIDTH60_LENGTH30_HIGHT8_ORIENTATION315_WINDOWSRATIO20%_SKYLIGHTRATIO20%.json
40 | 30 | 12 | 90 | 20% | 20% | 3600 | 8 | 18 | 1.1333 | 0.28333 | 45.3271 | 1.1007 | 46.4278 | WIDTH30_LENGTH40_HIGHT8_ORIENTATION315_WINDOWSRATIO20%_SKYLIGHTRATIO20%_3Dview.png | WIDTH30_LENGTH40_HIGHT8_ORIENTATION315_WINDOWSRATIO20%_SKYLIGHTRATIO20%.json
30 | 40 | 12 | 90 | 20% | 20% | 3600 | 18 | 8 | 1.1333 | 0.28333 | 45.3491 | 1.0618 | 46.4109 | WIDTH40_LENGTH40_HIGHT8_ORIENTATION315_WINDOWSRATIO20%_SKYLIGHTRATIO20%_3Dview.png | WIDTH40_LENGTH40_HIGHT8_ORIENTATION315_WINDOWSRATIO20%_SKYLIGHTRATIO20%.json
40 | 30 | 12 | 135 | 20% | 20% | 3600 | 8 | 18 | 1.1333 | 0.28333 | 45.2052 | 1.1475 | 46.3527 | WIDTH50_LENGTH40_HIGHT8_ORIENTATION315_WINDOWSRATIO20%_SKYLIGHTRATIO20%_3Dview.png | WIDTH50_LENGTH40_HIGHT8_ORIENTATION315_WINDOWSRATIO20%_SKYLIGHTRATIO20%.json
30 | 40 | 12 | 135 | 20% | 20% | 3600 | 18 | 8 | 1.1333 | 0.28333 | 45.2055 | 1.1518 | 46.3573 | WIDTH60_LENGTH40_HIGHT8_ORIENTATION315_WINDOWSRATIO20%_SKYLIGHTRATIO20%_3Dview.png | WIDTH60_LENGTH40_HIGHT8_ORIENTATION315_WINDOWSRATIO20%_SKYLIGHTRATIO20%.json
40 | 30 | 12 | 180 | 20% | 20% | 3600 | 8 | 18 | 1.1333 | 0.28333 | 45.3493 | 1.0618 | 46.4112 | WIDTH30_LENGTH50_HIGHT8_ORIENTATION315_WINDOWSRATIO20%_SKYLIGHTRATIO20%_3Dview.png | WIDTH30_LENGTH50_HIGHT8_ORIENTATION315_WINDOWSRATIO20%_SKYLIGHTRATIO20%.json
30 | 40 | 12 | 180 | 20% | 20% | 3600 | 18 | 8 | 1.1333 | 0.28333 | 45.3263 | 1.1006 | 46.4269 | WIDTH40_LENGTH50_HIGHT8_ORIENTATION315_WINDOWSRATIO20%_SKYLIGHTRATIO20%_3Dview.png | WIDTH40_LENGTH50_HIGHT8_ORIENTATION315_WINDOWSRATIO20%_SKYLIGHTRATIO20%.json
40 | 30 | 12 | 225 | 20% | 20% | 3600 | 8 | 18 | 1.1333 | 0.28333 | 45.2122 | 1.1485 | 46.3608 | WIDTH50_LENGTH50_HIGHT8_ORIENTATION315_WINDOWSRATIO20%_SKYLIGHTRATIO20%_3Dview.png | WIDTH50_LENGTH50_HIGHT8_ORIENTATION315_WINDOWSRATIO20%_SKYLIGHTRATIO20%.json
30 | 40 | 12 | 225 | 20% | 20% | 3600 | 18 | 8 | 1.1333 | 0.28333 | 45.2065 | 1.1459 | 46.3524 | WIDTH60_LENGTH50_HIGHT8_ORIENTATION315_WINDOWSRATIO20%_SKYLIGHTRATIO20%_3Dview.png | WIDTH60_LENGTH50_HIGHT8_ORIENTATION315_WINDOWSRATIO20%_SKYLIGHTRATIO20%.json
40 | 30 | 12 | 270 | 20% | 20% | 3600 | 8 | 18 | 1.1333 | 0.28333 | 45.3271 | 1.1007 | 46.4278 | WIDTH30_LENGTH60_HIGHT8_ORIENTATION315_WINDOWSRATIO20%_SKYLIGHTRATIO20%_3Dview.png | WIDTH30_LENGTH60_HIGHT8_ORIENTATION315_WINDOWSRATIO20%_SKYLIGHTRATIO20%.json
30 | 40 | 12 | 270 | 20% | 20% | 3600 | 18 | 8 | 1.1333 | 0.28333 | 45.3491 | 1.0618 | 46.4109 | WIDTH40_LENGTH60_HIGHT8_ORIENTATION315_WINDOWSRATIO20%_SKYLIGHTRATIO20%_3Dview.png | WIDTH40_LENGTH60_HIGHT8_ORIENTATION315_WINDOWSRATIO20%_SKYLIGHTRATIO20%.json
40 | 30 | 12 | 315 | 20% | 20% | 3600 | 8 | 18 | 1.1333 | 0.28333 | 45.2052 | 1.1475 | 46.3527 | WIDTH50_LENGTH60_HIGHT8_ORIENTATION315_WINDOWSRATIO20%_SKYLIGHTRATIO20%_3Dview.png | WIDTH50_LENGTH60_HIGHT8_ORIENTATION315_WINDOWSRATIO20%_SKYLIGHTRATIO20%.json
30 | 40 | 12 | 315 | 20% | 20% | 3600 | 18 | 8 | 1.1333 | 0.28333 | 45.2064 | 1.1509 | 46.3573 | WIDTH60_LENGTH60_HIGHT8_ORIENTATION315_WINDOWSRATIO20%_SKYLIGHTRATIO20%_3Dview.png | WIDTH60_LENGTH60_HIGHT8_ORIENTATION315_WINDOWSRATIO20%_SKYLIGHTRATIO20%.json
40 | 30 | 12 | 0 | 30% | 20% | 3600 | 8 | 18 | 1.1333 | 0.28333 | 46.1653 | 0.85371 | 47.019 | WIDTH30_LENGTH30_HIGHT12_ORIENTATION315_WINDOWSRATIO20%_SKYLIGHTRATIO20%_3Dview.png | WIDTH30_LENGTH30_HIGHT12_ORIENTATION315_WINDOWSRATIO20%_SKYLIGHTRATIO20%.json
30 | 40 | 12 | 0 | 30% | 20% | 3600 | 18 | 8 | 1.1333 | 0.28333 | 46.1176 | 0.9013 | 47.0189 | WIDTH40_LENGTH30_HIGHT12_ORIENTATION315_WINDOWSRATIO20%_SKYLIGHTRATIO20%_3Dview.png | WIDTH40_LENGTH30_HIGHT12_ORIENTATION315_WINDOWSRATIO20%_SKYLIGHTRATIO20%.json
40 | 30 | 12 | 45 | 30% | 20% | 3600 | 8 | 18 | 1.1333 | 0.28333 | 45.9969 | 0.95219 | 46.9491 | WIDTH50_LENGTH30_HIGHT12_ORIENTATION315_WINDOWSRATIO20%_SKYLIGHTRATIO20%_3Dview.png | WIDTH50_LENGTH30_HIGHT12_ORIENTATION315_WINDOWSRATIO20%_SKYLIGHTRATIO20%.json
30 | 40 | 12 | 45 | 30% | 20% | 3600 | 18 | 8 | 1.1333 | 0.28333 | 46.0056 | 0.94706 | 46.9527 | WIDTH60_LENGTH30_HIGHT12_ORIENTATION315_WINDOWSRATIO20%_SKYLIGHTRATIO20%_3Dview.png | WIDTH60_LENGTH30_HIGHT12_ORIENTATION315_WINDOWSRATIO20%_SKYLIGHTRATIO20%.json
40 | 30 | 12 | 90 | 30% | 20% | 3600 | 8 | 18 | 1.1333 | 0.28333 | 46.1185 | 0.90068 | 47.0192 | WIDTH30_LENGTH40_HIGHT12_ORIENTATION315_WINDOWSRATIO20%_SKYLIGHTRATIO20%_3Dview.png | WIDTH30_LENGTH40_HIGHT12_ORIENTATION315_WINDOWSRATIO20%_SKYLIGHTRATIO20%.json
30 | 40 | 12 | 90 | 30% | 20% | 3600 | 18 | 8 | 1.1333 | 0.28333 | 46.165 | 0.8537 | 47.0187 | WIDTH40_LENGTH40_HIGHT12_ORIENTATION315_WINDOWSRATIO20%_SKYLIGHTRATIO20%_3Dview.png | WIDTH40_LENGTH40_HIGHT12_ORIENTATION315_WINDOWSRATIO20%_SKYLIGHTRATIO20%.json
40 | 30 | 12 | 135 | 30% | 20% | 3600 | 8 | 18 | 1.1333 | 0.28333 | 46.0036 | 0.94838 | 46.952 | WIDTH50_LENGTH40_HIGHT12_ORIENTATION315_WINDOWSRATIO20%_SKYLIGHTRATIO20%_3Dview.png | WIDTH50_LENGTH40_HIGHT12_ORIENTATION315_WINDOWSRATIO20%_SKYLIGHTRATIO20%.json
30 | 40 | 12 | 135 | 30% | 20% | 3600 | 18 | 8 | 1.1333 | 0.28333 | 45.9992 | 0.95225 | 46.9514 | WIDTH60_LENGTH40_HIGHT12_ORIENTATION315_WINDOWSRATIO20%_SKYLIGHTRATIO20%_3Dview.png | WIDTH60_LENGTH40_HIGHT12_ORIENTATION315_WINDOWSRATIO20%_SKYLIGHTRATIO20%.json
40 | 30 | 12 | 180 | 30% | 20% | 3600 | 8 | 18 | 1.1333 | 0.28333 | 46.1653 | 0.85371 | 47.019 | WIDTH30_LENGTH50_HIGHT12_ORIENTATION315_WINDOWSRATIO20%_SKYLIGHTRATIO20%_3Dview.png | WIDTH30_LENGTH50_HIGHT12_ORIENTATION315_WINDOWSRATIO20%_SKYLIGHTRATIO20%.json
30 | 40 | 12 | 180 | 30% | 20% | 3600 | 18 | 8 | 1.1333 | 0.28333 | 46.1176 | 0.9013 | 47.0189 | WIDTH40_LENGTH50_HIGHT12_ORIENTATION315_WINDOWSRATIO20%_SKYLIGHTRATIO20%_3Dview.png | WIDTH40_LENGTH50_HIGHT12_ORIENTATION315_WINDOWSRATIO20%_SKYLIGHTRATIO20%.json
40 | 30 | 12 | 225 | 30% | 20% | 3600 | 8 | 18 | 1.1333 | 0.28333 | 46.005 | 0.94997 | 46.955 | WIDTH50_LENGTH50_HIGHT12_ORIENTATION315_WINDOWSRATIO20%_SKYLIGHTRATIO20%_3Dview.png | WIDTH50_LENGTH50_HIGHT12_ORIENTATION315_WINDOWSRATIO20%_SKYLIGHTRATIO20%.json
30 | 40 | 12 | 225 | 30% | 20% | 3600 | 18 | 8 | 1.1333 | 0.28333 | 46.0051 | 0.9474 | 46.9525 | WIDTH60_LENGTH50_HIGHT12_ORIENTATION315_WINDOWSRATIO20%_SKYLIGHTRATIO20%_3Dview.png | WIDTH60_LENGTH50_HIGHT12_ORIENTATION315_WINDOWSRATIO20%_SKYLIGHTRATIO20%.json
40 | 30 | 12 | 270 | 30% | 20% | 3600 | 8 | 18 | 1.1333 | 0.28333 | 46.1185 | 0.90068 | 47.0192 | WIDTH30_LENGTH60_HIGHT12_ORIENTATION315_WINDOWSRATIO20%_SKYLIGHTRATIO20%_3Dview.png | WIDTH30_LENGTH60_HIGHT12_ORIENTATION315_WINDOWSRATIO20%_SKYLIGHTRATIO20%.json
30 | 40 | 12 | 270 | 30% | 20% | 3600 | 18 | 8 | 1.1333 | 0.28333 | 46.165 | 0.8537 | 47.0187 | WIDTH40_LENGTH60_HIGHT12_ORIENTATION315_WINDOWSRATIO20%_SKYLIGHTRATIO20%_3Dview.png | WIDTH40_LENGTH60_HIGHT12_ORIENTATION315_WINDOWSRATIO20%_SKYLIGHTRATIO20%.json
40 | 30 | 12 | 315 | 30% | 20% | 3600 | 8 | 18 | 1.1333 | 0.28333 | 46.0036 | 0.94838 | 46.952 | WIDTH50_LENGTH60_HIGHT12_ORIENTATION315_WINDOWSRATIO20%_SKYLIGHTRATIO20%_3Dview.png | WIDTH50_LENGTH60_HIGHT12_ORIENTATION315_WINDOWSRATIO20%_SKYLIGHTRATIO20%.json
30 | 40 | 12 | 315 | 30% | 20% | 3600 | 18 | 8 | 1.1333 | 0.28333 | 45.9996 | 0.95202 | 46.9516 | WIDTH60_LENGTH60_HIGHT12_ORIENTATION315_WINDOWSRATIO20%_SKYLIGHTRATIO20%_3Dview.png | WIDTH60_LENGTH60_HIGHT12_ORIENTATION315_WINDOWSRATIO20%_SKYLIGHTRATIO20%.json
40 | 30 | 12 | 0 | 40% | 20% | 3600 | 8 | 18 | 1.1333 | 0.28333 | 46.7648 | 0.69824 | 47.4631 | WIDTH30_LENGTH30_HIGHT16_ORIENTATION315_WINDOWSRATIO20%_SKYLIGHTRATIO20%_3Dview.png | WIDTH30_LENGTH30_HIGHT16_ORIENTATION315_WINDOWSRATIO20%_SKYLIGHTRATIO20%.json
30 | 40 | 12 | 0 | 40% | 20% | 3600 | 18 | 8 | 1.1333 | 0.28333 | 46.6905 | 0.74305 | 47.4336 | WIDTH40_LENGTH30_HIGHT16_ORIENTATION315_WINDOWSRATIO20%_SKYLIGHTRATIO20%_3Dview.png | WIDTH40_LENGTH30_HIGHT16_ORIENTATION315_WINDOWSRATIO20%_SKYLIGHTRATIO20%.json
40 | 30 | 12 | 45 | 40% | 20% | 3600 | 8 | 18 | 1.1333 | 0.28333 | 46.5792 | 0.79252 | 47.3717 | WIDTH50_LENGTH30_HIGHT16_ORIENTATION315_WINDOWSRATIO20%_SKYLIGHTRATIO20%_3Dview.png | WIDTH50_LENGTH30_HIGHT16_ORIENTATION315_WINDOWSRATIO20%_SKYLIGHTRATIO20%.json
30 | 40 | 12 | 45 | 40% | 20% | 3600 | 18 | 8 | 1.1333 | 0.28333 | 46.5964 | 0.78662 | 47.3831 | WIDTH60_LENGTH30_HIGHT16_ORIENTATION315_WINDOWSRATIO20%_SKYLIGHTRATIO20%_3Dview.png | WIDTH60_LENGTH30_HIGHT16_ORIENTATION315_WINDOWSRATIO20%_SKYLIGHTRATIO20%.json
40 | 30 | 12 | 90 | 40% | 20% | 3600 | 8 | 18 | 1.1333 | 0.28333 | 46.6915 | 0.74234 | 47.4339 | WIDTH30_LENGTH40_HIGHT16_ORIENTATION315_WINDOWSRATIO20%_SKYLIGHTRATIO20%_3Dview.png | WIDTH30_LENGTH40_HIGHT16_ORIENTATION315_WINDOWSRATIO20%_SKYLIGHTRATIO20%.json
30 | 40 | 12 | 90 | 40% | 20% | 3600 | 18 | 8 | 1.1333 | 0.28333 | 46.7646 | 0.69823 | 47.4629 | WIDTH40_LENGTH40_HIGHT16_ORIENTATION315_WINDOWSRATIO20%_SKYLIGHTRATIO20%_3Dview.png | WIDTH40_LENGTH40_HIGHT16_ORIENTATION315_WINDOWSRATIO20%_SKYLIGHTRATIO20%.json
40 | 30 | 12 | 135 | 40% | 20% | 3600 | 8 | 18 | 1.1333 | 0.28333 | 46.5938 | 0.78787 | 47.3816 | WIDTH50_LENGTH40_HIGHT16_ORIENTATION315_WINDOWSRATIO20%_SKYLIGHTRATIO20%_3Dview.png | WIDTH50_LENGTH40_HIGHT16_ORIENTATION315_WINDOWSRATIO20%_SKYLIGHTRATIO20%.json
30 | 40 | 12 | 135 | 40% | 20% | 3600 | 18 | 8 | 1.1333 | 0.28333 | 46.5802 | 0.79246 | 47.3727 | WIDTH60_LENGTH40_HIGHT16_ORIENTATION315_WINDOWSRATIO20%_SKYLIGHTRATIO20%_3Dview.png | WIDTH60_LENGTH40_HIGHT16_ORIENTATION315_WINDOWSRATIO20%_SKYLIGHTRATIO20%.json
40 | 30 | 12 | 180 | 40% | 20% | 3600 | 8 | 18 | 1.1333 | 0.28333 | 46.7648 | 0.69824 | 47.4631 | WIDTH30_LENGTH50_HIGHT16_ORIENTATION315_WINDOWSRATIO20%_SKYLIGHTRATIO20%_3Dview.png | WIDTH30_LENGTH50_HIGHT16_ORIENTATION315_WINDOWSRATIO20%_SKYLIGHTRATIO20%.json
30 | 40 | 12 | 180 | 40% | 20% | 3600 | 18 | 8 | 1.1333 | 0.28333 | 46.6905 | 0.74305 | 47.4336 | WIDTH40_LENGTH50_HIGHT16_ORIENTATION315_WINDOWSRATIO20%_SKYLIGHTRATIO20%_3Dview.png | WIDTH40_LENGTH50_HIGHT16_ORIENTATION315_WINDOWSRATIO20%_SKYLIGHTRATIO20%.json
40 | 30 | 12 | 225 | 40% | 20% | 3600 | 8 | 18 | 1.1333 | 0.28333 | 46.5859 | 0.79058 | 47.3765 | WIDTH50_LENGTH50_HIGHT16_ORIENTATION315_WINDOWSRATIO20%_SKYLIGHTRATIO20%_3Dview.png | WIDTH50_LENGTH50_HIGHT16_ORIENTATION315_WINDOWSRATIO20%_SKYLIGHTRATIO20%.json
30 | 40 | 12 | 225 | 40% | 20% | 3600 | 18 | 8 | 1.1333 | 0.28333 | 46.5958 | 0.78702 | 47.3829 | WIDTH60_LENGTH50_HIGHT16_ORIENTATION315_WINDOWSRATIO20%_SKYLIGHTRATIO20%_3Dview.png | WIDTH60_LENGTH50_HIGHT16_ORIENTATION315_WINDOWSRATIO20%_SKYLIGHTRATIO20%.json
40 | 30 | 12 | 270 | 40% | 20% | 3600 | 8 | 18 | 1.1333 | 0.28333 | 46.6915 | 0.74234 | 47.4339 | WIDTH30_LENGTH60_HIGHT16_ORIENTATION315_WINDOWSRATIO20%_SKYLIGHTRATIO20%_3Dview.png | WIDTH30_LENGTH60_HIGHT16_ORIENTATION315_WINDOWSRATIO20%_SKYLIGHTRATIO20%.json
30 | 40 | 12 | 270 | 40% | 20% | 3600 | 18 | 8 | 1.1333 | 0.28333 | 46.7646 | 0.69823 | 47.4629 | WIDTH40_LENGTH60_HIGHT16_ORIENTATION315_WINDOWSRATIO20%_SKYLIGHTRATIO20%_3Dview.png | WIDTH40_LENGTH60_HIGHT16_ORIENTATION315_WINDOWSRATIO20%_SKYLIGHTRATIO20%.json
40 | 30 | 12 | 315 | 40% | 20% | 3600 | 8 | 18 | 1.1333 | 0.28333 | 46.5938 | 0.78787 | 47.3816 | WIDTH50_LENGTH60_HIGHT16_ORIENTATION315_WINDOWSRATIO20%_SKYLIGHTRATIO20%_3Dview.png | WIDTH50_LENGTH60_HIGHT16_ORIENTATION315_WINDOWSRATIO20%_SKYLIGHTRATIO20%.json
30 | 40 | 12 | 315 | 40% | 20% | 3600 | 18 | 8 | 1.1333 | 0.28333 | 46.5809 | 0.79225 | 47.3731 | WIDTH60_LENGTH60_HIGHT16_ORIENTATION315_WINDOWSRATIO20%_SKYLIGHTRATIO20%_3Dview.png | WIDTH60_LENGTH60_HIGHT16_ORIENTATION315_WINDOWSRATIO20%_SKYLIGHTRATIO20%.json
40 | 30 | 12 | 0 | 10% | 30% | 3600 | 8 | 18 | 1.1333 | 0.28333 | 45.2269 | 1.287 | 46.5139 | WIDTH30_LENGTH30_HIGHT8_ORIENTATION0_WINDOWSRATIO30%_SKYLIGHTRATIO20%_3Dview.png | WIDTH30_LENGTH30_HIGHT8_ORIENTATION0_WINDOWSRATIO30%_SKYLIGHTRATIO20%.json
30 | 40 | 12 | 0 | 10% | 30% | 3600 | 18 | 8 | 1.1333 | 0.28333 | 44.4045 | 1.3167 | 45.7213 | WIDTH40_LENGTH30_HIGHT8_ORIENTATION0_WINDOWSRATIO30%_SKYLIGHTRATIO20%_3Dview.png | WIDTH40_LENGTH30_HIGHT8_ORIENTATION0_WINDOWSRATIO30%_SKYLIGHTRATIO20%.json
40 | 30 | 12 | 45 | 10% | 30% | 3600 | 8 | 18 | 1.1333 | 0.28333 | 45.1155 | 1.3612 | 46.4767 | WIDTH50_LENGTH30_HIGHT8_ORIENTATION0_WINDOWSRATIO30%_SKYLIGHTRATIO20%_3Dview.png | WIDTH50_LENGTH30_HIGHT8_ORIENTATION0_WINDOWSRATIO30%_SKYLIGHTRATIO20%.json
30 | 40 | 12 | 45 | 10% | 30% | 3600 | 18 | 8 | 1.1333 | 0.28333 | 44.2941 | 1.3566 | 45.6507 | WIDTH60_LENGTH30_HIGHT8_ORIENTATION0_WINDOWSRATIO30%_SKYLIGHTRATIO20%_3Dview.png | WIDTH60_LENGTH30_HIGHT8_ORIENTATION0_WINDOWSRATIO30%_SKYLIGHTRATIO20%.json
40 | 30 | 12 | 90 | 10% | 30% | 3600 | 8 | 18 | 1.1333 | 0.28333 | 45.2243 | 1.3161 | 46.5404 | WIDTH30_LENGTH40_HIGHT8_ORIENTATION0_WINDOWSRATIO30%_SKYLIGHTRATIO20%_3Dview.png | WIDTH30_LENGTH40_HIGHT8_ORIENTATION0_WINDOWSRATIO30%_SKYLIGHTRATIO20%.json
30 | 40 | 12 | 90 | 10% | 30% | 3600 | 18 | 8 | 1.1333 | 0.28333 | 44.4089 | 1.2869 | 45.6958 | WIDTH40_LENGTH40_HIGHT8_ORIENTATION0_WINDOWSRATIO30%_SKYLIGHTRATIO20%_3Dview.png | WIDTH40_LENGTH40_HIGHT8_ORIENTATION0_WINDOWSRATIO30%_SKYLIGHTRATIO20%.json
40 | 30 | 12 | 135 | 10% | 30% | 3600 | 8 | 18 | 1.1333 | 0.28333 | 45.0999 | 1.3611 | 46.4609 | WIDTH50_LENGTH40_HIGHT8_ORIENTATION0_WINDOWSRATIO30%_SKYLIGHTRATIO20%_3Dview.png | WIDTH50_LENGTH40_HIGHT8_ORIENTATION0_WINDOWSRATIO30%_SKYLIGHTRATIO20%.json
30 | 40 | 12 | 135 | 10% | 30% | 3600 | 18 | 8 | 1.1333 | 0.28333 | 45.1008 | 1.3656 | 46.4664 | WIDTH60_LENGTH40_HIGHT8_ORIENTATION0_WINDOWSRATIO30%_SKYLIGHTRATIO20%_3Dview.png | WIDTH60_LENGTH40_HIGHT8_ORIENTATION0_WINDOWSRATIO30%_SKYLIGHTRATIO20%.json
40 | 30 | 12 | 180 | 10% | 30% | 3600 | 8 | 18 | 1.1333 | 0.28333 | 45.2269 | 1.287 | 46.5139 | WIDTH30_LENGTH50_HIGHT8_ORIENTATION0_WINDOWSRATIO30%_SKYLIGHTRATIO20%_3Dview.png | WIDTH30_LENGTH50_HIGHT8_ORIENTATION0_WINDOWSRATIO30%_SKYLIGHTRATIO20%.json
30 | 40 | 12 | 180 | 10% | 30% | 3600 | 18 | 8 | 1.1333 | 0.28333 | 44.4045 | 1.3167 | 45.7213 | WIDTH40_LENGTH50_HIGHT8_ORIENTATION0_WINDOWSRATIO30%_SKYLIGHTRATIO20%_3Dview.png | WIDTH40_LENGTH50_HIGHT8_ORIENTATION0_WINDOWSRATIO30%_SKYLIGHTRATIO20%.json
40 | 30 | 12 | 225 | 10% | 30% | 3600 | 8 | 18 | 1.1333 | 0.28333 | 45.1157 | 1.3612 | 46.4769 | WIDTH50_LENGTH50_HIGHT8_ORIENTATION0_WINDOWSRATIO30%_SKYLIGHTRATIO20%_3Dview.png | WIDTH50_LENGTH50_HIGHT8_ORIENTATION0_WINDOWSRATIO30%_SKYLIGHTRATIO20%.json
30 | 40 | 12 | 225 | 10% | 30% | 3600 | 18 | 8 | 1.1333 | 0.28333 | 45.1043 | 1.359 | 46.4633 | WIDTH60_LENGTH50_HIGHT8_ORIENTATION0_WINDOWSRATIO30%_SKYLIGHTRATIO20%_3Dview.png | WIDTH60_LENGTH50_HIGHT8_ORIENTATION0_WINDOWSRATIO30%_SKYLIGHTRATIO20%.json
40 | 30 | 12 | 270 | 10% | 30% | 3600 | 8 | 18 | 1.1333 | 0.28333 | 45.2243 | 1.3161 | 46.5404 | WIDTH30_LENGTH60_HIGHT8_ORIENTATION0_WINDOWSRATIO30%_SKYLIGHTRATIO20%_3Dview.png | WIDTH30_LENGTH60_HIGHT8_ORIENTATION0_WINDOWSRATIO30%_SKYLIGHTRATIO20%.json
30 | 40 | 12 | 270 | 10% | 30% | 3600 | 18 | 8 | 1.1333 | 0.28333 | 44.4089 | 1.2869 | 45.6958 | WIDTH40_LENGTH60_HIGHT8_ORIENTATION0_WINDOWSRATIO30%_SKYLIGHTRATIO20%_3Dview.png | WIDTH40_LENGTH60_HIGHT8_ORIENTATION0_WINDOWSRATIO30%_SKYLIGHTRATIO20%.json
40 | 30 | 12 | 315 | 10% | 30% | 3600 | 8 | 18 | 1.1333 | 0.28333 | 45.1118 | 1.3564 | 46.4681 | WIDTH50_LENGTH60_HIGHT8_ORIENTATION0_WINDOWSRATIO30%_SKYLIGHTRATIO20%_3Dview.png | WIDTH50_LENGTH60_HIGHT8_ORIENTATION0_WINDOWSRATIO30%_SKYLIGHTRATIO20%.json
30 | 40 | 12 | 315 | 10% | 30% | 3600 | 18 | 8 | 1.1333 | 0.28333 | 45.0998 | 1.3664 | 46.4662 | WIDTH60_LENGTH60_HIGHT8_ORIENTATION0_WINDOWSRATIO30%_SKYLIGHTRATIO20%_3Dview.png | WIDTH60_LENGTH60_HIGHT8_ORIENTATION0_WINDOWSRATIO30%_SKYLIGHTRATIO20%.json
40 | 30 | 12 | 0 | 20% | 30% | 3600 | 8 | 18 | 1.1333 | 0.28333 | 46.284 | 1.03 | 47.3141 | WIDTH30_LENGTH30_HIGHT12_ORIENTATION0_WINDOWSRATIO30%_SKYLIGHTRATIO20%_3Dview.png | WIDTH30_LENGTH30_HIGHT12_ORIENTATION0_WINDOWSRATIO30%_SKYLIGHTRATIO20%.json
30 | 40 | 12 | 0 | 20% | 30% | 3600 | 18 | 8 | 1.1333 | 0.28333 | 46.2575 | 1.0705 | 47.328 | WIDTH40_LENGTH30_HIGHT12_ORIENTATION0_WINDOWSRATIO30%_SKYLIGHTRATIO20%_3Dview.png | WIDTH40_LENGTH30_HIGHT12_ORIENTATION0_WINDOWSRATIO30%_SKYLIGHTRATIO20%.json
40 | 30 | 12 | 45 | 20% | 30% | 3600 | 8 | 18 | 1.1333 | 0.28333 | 46.1464 | 1.1168 | 47.2632 | WIDTH50_LENGTH30_HIGHT12_ORIENTATION0_WINDOWSRATIO30%_SKYLIGHTRATIO20%_3Dview.png | WIDTH50_LENGTH30_HIGHT12_ORIENTATION0_WINDOWSRATIO30%_SKYLIGHTRATIO20%.json
30 | 40 | 12 | 45 | 20% | 30% | 3600 | 18 | 8 | 1.1333 | 0.28333 | 46.142 | 1.1132 | 47.2552 | WIDTH60_LENGTH30_HIGHT12_ORIENTATION0_WINDOWSRATIO30%_SKYLIGHTRATIO20%_3Dview.png | WIDTH60_LENGTH30_HIGHT12_ORIENTATION0_WINDOWSRATIO30%_SKYLIGHTRATIO20%.json
40 | 30 | 12 | 90 | 20% | 30% | 3600 | 8 | 18 | 1.1333 | 0.28333 | 46.2588 | 1.0691 | 47.3279 | WIDTH30_LENGTH40_HIGHT12_ORIENTATION0_WINDOWSRATIO30%_SKYLIGHTRATIO20%_3Dview.png | WIDTH30_LENGTH40_HIGHT12_ORIENTATION0_WINDOWSRATIO30%_SKYLIGHTRATIO20%.json
30 | 40 | 12 | 90 | 20% | 30% | 3600 | 18 | 8 | 1.1333 | 0.28333 | 46.2839 | 1.03 | 47.3139 | WIDTH40_LENGTH40_HIGHT12_ORIENTATION0_WINDOWSRATIO30%_SKYLIGHTRATIO20%_3Dview.png | WIDTH40_LENGTH40_HIGHT12_ORIENTATION0_WINDOWSRATIO30%_SKYLIGHTRATIO20%.json
40 | 30 | 12 | 135 | 20% | 30% | 3600 | 8 | 18 | 1.1333 | 0.28333 | 46.1327 | 1.1171 | 47.2498 | WIDTH50_LENGTH40_HIGHT12_ORIENTATION0_WINDOWSRATIO30%_SKYLIGHTRATIO20%_3Dview.png | WIDTH50_LENGTH40_HIGHT12_ORIENTATION0_WINDOWSRATIO30%_SKYLIGHTRATIO20%.json
30 | 40 | 12 | 135 | 20% | 30% | 3600 | 18 | 8 | 1.1333 | 0.28333 | 46.1351 | 1.1206 | 47.2558 | WIDTH60_LENGTH40_HIGHT12_ORIENTATION0_WINDOWSRATIO30%_SKYLIGHTRATIO20%_3Dview.png | WIDTH60_LENGTH40_HIGHT12_ORIENTATION0_WINDOWSRATIO30%_SKYLIGHTRATIO20%.json
40 | 30 | 12 | 180 | 20% | 30% | 3600 | 8 | 18 | 1.1333 | 0.28333 | 46.284 | 1.03 | 47.3141 | WIDTH30_LENGTH50_HIGHT12_ORIENTATION0_WINDOWSRATIO30%_SKYLIGHTRATIO20%_3Dview.png | WIDTH30_LENGTH50_HIGHT12_ORIENTATION0_WINDOWSRATIO30%_SKYLIGHTRATIO20%.json
30 | 40 | 12 | 180 | 20% | 30% | 3600 | 18 | 8 | 1.1333 | 0.28333 | 46.2575 | 1.0705 | 47.328 | WIDTH40_LENGTH50_HIGHT12_ORIENTATION0_WINDOWSRATIO30%_SKYLIGHTRATIO20%_3Dview.png | WIDTH40_LENGTH50_HIGHT12_ORIENTATION0_WINDOWSRATIO30%_SKYLIGHTRATIO20%.json
40 | 30 | 12 | 225 | 20% | 30% | 3600 | 8 | 18 | 1.1333 | 0.28333 | 46.1465 | 1.1168 | 47.2633 | WIDTH50_LENGTH50_HIGHT12_ORIENTATION0_WINDOWSRATIO30%_SKYLIGHTRATIO20%_3Dview.png | WIDTH50_LENGTH50_HIGHT12_ORIENTATION0_WINDOWSRATIO30%_SKYLIGHTRATIO20%.json
30 | 40 | 12 | 225 | 20% | 30% | 3600 | 18 | 8 | 1.1333 | 0.28333 | 46.1361 | 1.1152 | 47.2513 | WIDTH60_LENGTH50_HIGHT12_ORIENTATION0_WINDOWSRATIO30%_SKYLIGHTRATIO20%_3Dview.png | WIDTH60_LENGTH50_HIGHT12_ORIENTATION0_WINDOWSRATIO30%_SKYLIGHTRATIO20%.json
40 | 30 | 12 | 270 | 20% | 30% | 3600 | 8 | 18 | 1.1333 | 0.28333 | 46.2588 | 1.0691 | 47.3279 | WIDTH30_LENGTH60_HIGHT12_ORIENTATION0_WINDOWSRATIO30%_SKYLIGHTRATIO20%_3Dview.png | WIDTH30_LENGTH60_HIGHT12_ORIENTATION0_WINDOWSRATIO30%_SKYLIGHTRATIO20%.json
30 | 40 | 12 | 270 | 20% | 30% | 3600 | 18 | 8 | 1.1333 | 0.28333 | 46.2839 | 1.03 | 47.3139 | WIDTH40_LENGTH60_HIGHT12_ORIENTATION0_WINDOWSRATIO30%_SKYLIGHTRATIO20%_3Dview.png | WIDTH40_LENGTH60_HIGHT12_ORIENTATION0_WINDOWSRATIO30%_SKYLIGHTRATIO20%.json
40 | 30 | 12 | 315 | 20% | 30% | 3600 | 8 | 18 | 1.1333 | 0.28333 | 46.1421 | 1.1128 | 47.2549 | WIDTH50_LENGTH60_HIGHT12_ORIENTATION0_WINDOWSRATIO30%_SKYLIGHTRATIO20%_3Dview.png | WIDTH50_LENGTH60_HIGHT12_ORIENTATION0_WINDOWSRATIO30%_SKYLIGHTRATIO20%.json
30 | 40 | 12 | 315 | 20% | 30% | 3600 | 18 | 8 | 1.1333 | 0.28333 | 46.1342 | 1.1212 | 47.2553 | WIDTH60_LENGTH60_HIGHT12_ORIENTATION0_WINDOWSRATIO30%_SKYLIGHTRATIO20%_3Dview.png | WIDTH60_LENGTH60_HIGHT12_ORIENTATION0_WINDOWSRATIO30%_SKYLIGHTRATIO20%.json
40 | 30 | 12 | 0 | 30% | 30% | 3600 | 8 | 18 | 1.1333 | 0.28333 | 47.0742 | 0.82655 | 47.9007 | WIDTH30_LENGTH30_HIGHT16_ORIENTATION0_WINDOWSRATIO30%_SKYLIGHTRATIO20%_3Dview.png | WIDTH30_LENGTH30_HIGHT16_ORIENTATION0_WINDOWSRATIO30%_SKYLIGHTRATIO20%.json
30 | 40 | 12 | 0 | 30% | 30% | 3600 | 18 | 8 | 1.1333 | 0.28333 | 47.026 | 0.87292 | 47.8989 | WIDTH40_LENGTH30_HIGHT16_ORIENTATION0_WINDOWSRATIO30%_SKYLIGHTRATIO20%_3Dview.png | WIDTH40_LENGTH30_HIGHT16_ORIENTATION0_WINDOWSRATIO30%_SKYLIGHTRATIO20%.json
40 | 30 | 12 | 45 | 30% | 30% | 3600 | 8 | 18 | 1.1333 | 0.28333 | 46.9167 | 0.92106 | 47.8377 | WIDTH50_LENGTH30_HIGHT16_ORIENTATION0_WINDOWSRATIO30%_SKYLIGHTRATIO20%_3Dview.png | WIDTH50_LENGTH30_HIGHT16_ORIENTATION0_WINDOWSRATIO30%_SKYLIGHTRATIO20%.json
30 | 40 | 12 | 45 | 30% | 30% | 3600 | 18 | 8 | 1.1333 | 0.28333 | 46.9182 | 0.91792 | 47.8361 | WIDTH60_LENGTH30_HIGHT16_ORIENTATION0_WINDOWSRATIO30%_SKYLIGHTRATIO20%_3Dview.png | WIDTH60_LENGTH30_HIGHT16_ORIENTATION0_WINDOWSRATIO30%_SKYLIGHTRATIO20%.json
40 | 30 | 12 | 90 | 30% | 30% | 3600 | 8 | 18 | 1.1333 | 0.28333 | 47.0271 | 0.8723 | 47.8994 | WIDTH30_LENGTH40_HIGHT16_ORIENTATION0_WINDOWSRATIO30%_SKYLIGHTRATIO20%_3Dview.png | WIDTH30_LENGTH40_HIGHT16_ORIENTATION0_WINDOWSRATIO30%_SKYLIGHTRATIO20%.json
30 | 40 | 12 | 90 | 30% | 30% | 3600 | 18 | 8 | 1.1333 | 0.28333 | 47.074 | 0.82651 | 47.9005 | WIDTH40_LENGTH40_HIGHT16_ORIENTATION0_WINDOWSRATIO30%_SKYLIGHTRATIO20%_3Dview.png | WIDTH40_LENGTH40_HIGHT16_ORIENTATION0_WINDOWSRATIO30%_SKYLIGHTRATIO20%.json
40 | 30 | 12 | 135 | 30% | 30% | 3600 | 8 | 18 | 1.1333 | 0.28333 | 46.9106 | 0.9213 | 47.8319 | WIDTH50_LENGTH40_HIGHT16_ORIENTATION0_WINDOWSRATIO30%_SKYLIGHTRATIO20%_3Dview.png | WIDTH50_LENGTH40_HIGHT16_ORIENTATION0_WINDOWSRATIO30%_SKYLIGHTRATIO20%.json
30 | 40 | 12 | 135 | 30% | 30% | 3600 | 18 | 8 | 1.1333 | 0.28333 | 46.907 | 0.92647 | 47.8335 | WIDTH60_LENGTH40_HIGHT16_ORIENTATION0_WINDOWSRATIO30%_SKYLIGHTRATIO20%_3Dview.png | WIDTH60_LENGTH40_HIGHT16_ORIENTATION0_WINDOWSRATIO30%_SKYLIGHTRATIO20%.json
40 | 30 | 12 | 180 | 30% | 30% | 3600 | 8 | 18 | 1.1333 | 0.28333 | 47.0742 | 0.82655 | 47.9007 | WIDTH30_LENGTH50_HIGHT16_ORIENTATION0_WINDOWSRATIO30%_SKYLIGHTRATIO20%_3Dview.png | WIDTH30_LENGTH50_HIGHT16_ORIENTATION0_WINDOWSRATIO30%_SKYLIGHTRATIO20%.json
30 | 40 | 12 | 180 | 30% | 30% | 3600 | 18 | 8 | 1.1333 | 0.28333 | 47.026 | 0.87292 | 47.8989 | WIDTH40_LENGTH50_HIGHT16_ORIENTATION0_WINDOWSRATIO30%_SKYLIGHTRATIO20%_3Dview.png | WIDTH40_LENGTH50_HIGHT16_ORIENTATION0_WINDOWSRATIO30%_SKYLIGHTRATIO20%.json
40 | 30 | 12 | 225 | 30% | 30% | 3600 | 8 | 18 | 1.1333 | 0.28333 | 46.9168 | 0.92105 | 47.8379 | WIDTH50_LENGTH50_HIGHT16_ORIENTATION0_WINDOWSRATIO30%_SKYLIGHTRATIO20%_3Dview.png | WIDTH50_LENGTH50_HIGHT16_ORIENTATION0_WINDOWSRATIO30%_SKYLIGHTRATIO20%.json
30 | 40 | 12 | 225 | 30% | 30% | 3600 | 18 | 8 | 1.1333 | 0.28333 | 46.9142 | 0.9196 | 47.8338 | WIDTH60_LENGTH50_HIGHT16_ORIENTATION0_WINDOWSRATIO30%_SKYLIGHTRATIO20%_3Dview.png | WIDTH60_LENGTH50_HIGHT16_ORIENTATION0_WINDOWSRATIO30%_SKYLIGHTRATIO20%.json
40 | 30 | 12 | 270 | 30% | 30% | 3600 | 8 | 18 | 1.1333 | 0.28333 | 47.0271 | 0.8723 | 47.8994 | WIDTH30_LENGTH60_HIGHT16_ORIENTATION0_WINDOWSRATIO30%_SKYLIGHTRATIO20%_3Dview.png | WIDTH30_LENGTH60_HIGHT16_ORIENTATION0_WINDOWSRATIO30%_SKYLIGHTRATIO20%.json
30 | 40 | 12 | 270 | 30% | 30% | 3600 | 18 | 8 | 1.1333 | 0.28333 | 47.074 | 0.82651 | 47.9005 | WIDTH40_LENGTH60_HIGHT16_ORIENTATION0_WINDOWSRATIO30%_SKYLIGHTRATIO20%_3Dview.png | WIDTH40_LENGTH60_HIGHT16_ORIENTATION0_WINDOWSRATIO30%_SKYLIGHTRATIO20%.json
40 | 30 | 12 | 315 | 30% | 30% | 3600 | 8 | 18 | 1.1333 | 0.28333 | 46.9184 | 0.91757 | 47.836 | WIDTH50_LENGTH60_HIGHT16_ORIENTATION0_WINDOWSRATIO30%_SKYLIGHTRATIO20%_3Dview.png | WIDTH50_LENGTH60_HIGHT16_ORIENTATION0_WINDOWSRATIO30%_SKYLIGHTRATIO20%.json
30 | 40 | 12 | 315 | 30% | 30% | 3600 | 18 | 8 | 1.1333 | 0.28333 | 46.9059 | 0.92705 | 47.8329 | WIDTH60_LENGTH60_HIGHT16_ORIENTATION0_WINDOWSRATIO30%_SKYLIGHTRATIO20%_3Dview.png | WIDTH60_LENGTH60_HIGHT16_ORIENTATION0_WINDOWSRATIO30%_SKYLIGHTRATIO20%.json
40 | 30 | 12 | 0 | 40% | 30% | 3600 | 8 | 18 | 1.1333 | 0.28333 | 47.6534 | 0.67608 | 48.3295 | WIDTH30_LENGTH30_HIGHT8_ORIENTATION45_WINDOWSRATIO30%_SKYLIGHTRATIO20%_3Dview.png | WIDTH30_LENGTH30_HIGHT8_ORIENTATION45_WINDOWSRATIO30%_SKYLIGHTRATIO20%.json
30 | 40 | 12 | 0 | 40% | 30% | 3600 | 18 | 8 | 1.1333 | 0.28333 | 47.5787 | 0.7198 | 48.2985 | WIDTH40_LENGTH30_HIGHT8_ORIENTATION45_WINDOWSRATIO30%_SKYLIGHTRATIO20%_3Dview.png | WIDTH40_LENGTH30_HIGHT8_ORIENTATION45_WINDOWSRATIO30%_SKYLIGHTRATIO20%.json
40 | 30 | 12 | 45 | 40% | 30% | 3600 | 8 | 18 | 1.1333 | 0.28333 | 47.4784 | 0.76607 | 48.2444 | WIDTH50_LENGTH30_HIGHT8_ORIENTATION45_WINDOWSRATIO30%_SKYLIGHTRATIO20%_3Dview.png | WIDTH50_LENGTH30_HIGHT8_ORIENTATION45_WINDOWSRATIO30%_SKYLIGHTRATIO20%.json
30 | 40 | 12 | 45 | 40% | 30% | 3600 | 18 | 8 | 1.1333 | 0.28333 | 47.4896 | 0.76343 | 48.253 | WIDTH60_LENGTH30_HIGHT8_ORIENTATION45_WINDOWSRATIO30%_SKYLIGHTRATIO20%_3Dview.png | WIDTH60_LENGTH30_HIGHT8_ORIENTATION45_WINDOWSRATIO30%_SKYLIGHTRATIO20%.json
40 | 30 | 12 | 90 | 40% | 30% | 3600 | 8 | 18 | 1.1333 | 0.28333 | 47.5796 | 0.71936 | 48.2989 | WIDTH30_LENGTH40_HIGHT8_ORIENTATION45_WINDOWSRATIO30%_SKYLIGHTRATIO20%_3Dview.png | WIDTH30_LENGTH40_HIGHT8_ORIENTATION45_WINDOWSRATIO30%_SKYLIGHTRATIO20%.json
30 | 40 | 12 | 90 | 40% | 30% | 3600 | 18 | 8 | 1.1333 | 0.28333 | 47.6533 | 0.67608 | 48.3294 | WIDTH40_LENGTH40_HIGHT8_ORIENTATION45_WINDOWSRATIO30%_SKYLIGHTRATIO20%_3Dview.png | WIDTH40_LENGTH40_HIGHT8_ORIENTATION45_WINDOWSRATIO30%_SKYLIGHTRATIO20%.json
40 | 30 | 12 | 135 | 40% | 30% | 3600 | 8 | 18 | 1.1333 | 0.28333 | 47.4826 | 0.7663 | 48.2489 | WIDTH50_LENGTH40_HIGHT8_ORIENTATION45_WINDOWSRATIO30%_SKYLIGHTRATIO20%_3Dview.png | WIDTH50_LENGTH40_HIGHT8_ORIENTATION45_WINDOWSRATIO30%_SKYLIGHTRATIO20%.json
30 | 40 | 12 | 135 | 40% | 30% | 3600 | 18 | 8 | 1.1333 | 0.28333 | 47.471 | 0.7689 | 48.2399 | WIDTH60_LENGTH40_HIGHT8_ORIENTATION45_WINDOWSRATIO30%_SKYLIGHTRATIO20%_3Dview.png | WIDTH60_LENGTH40_HIGHT8_ORIENTATION45_WINDOWSRATIO30%_SKYLIGHTRATIO20%.json
40 | 30 | 12 | 180 | 40% | 30% | 3600 | 8 | 18 | 1.1333 | 0.28333 | 47.6534 | 0.67608 | 48.3295 | WIDTH30_LENGTH50_HIGHT8_ORIENTATION45_WINDOWSRATIO30%_SKYLIGHTRATIO20%_3Dview.png | WIDTH30_LENGTH50_HIGHT8_ORIENTATION45_WINDOWSRATIO30%_SKYLIGHTRATIO20%.json
30 | 40 | 12 | 180 | 40% | 30% | 3600 | 18 | 8 | 1.1333 | 0.28333 | 47.5787 | 0.7198 | 48.2985 | WIDTH40_LENGTH50_HIGHT8_ORIENTATION45_WINDOWSRATIO30%_SKYLIGHTRATIO20%_3Dview.png | WIDTH40_LENGTH50_HIGHT8_ORIENTATION45_WINDOWSRATIO30%_SKYLIGHTRATIO20%.json
40 | 30 | 12 | 225 | 40% | 30% | 3600 | 8 | 18 | 1.1333 | 0.28333 | 47.4786 | 0.76605 | 48.2446 | WIDTH50_LENGTH50_HIGHT8_ORIENTATION45_WINDOWSRATIO30%_SKYLIGHTRATIO20%_3Dview.png | WIDTH50_LENGTH50_HIGHT8_ORIENTATION45_WINDOWSRATIO30%_SKYLIGHTRATIO20%.json
30 | 40 | 12 | 225 | 40% | 30% | 3600 | 18 | 8 | 1.1333 | 0.28333 | 47.4859 | 0.76487 | 48.2508 | WIDTH60_LENGTH50_HIGHT8_ORIENTATION45_WINDOWSRATIO30%_SKYLIGHTRATIO20%_3Dview.png | WIDTH60_LENGTH50_HIGHT8_ORIENTATION45_WINDOWSRATIO30%_SKYLIGHTRATIO20%.json
40 | 30 | 12 | 270 | 40% | 30% | 3600 | 8 | 18 | 1.1333 | 0.28333 | 47.5796 | 0.71936 | 48.2989 | WIDTH30_LENGTH60_HIGHT8_ORIENTATION45_WINDOWSRATIO30%_SKYLIGHTRATIO20%_3Dview.png | WIDTH30_LENGTH60_HIGHT8_ORIENTATION45_WINDOWSRATIO30%_SKYLIGHTRATIO20%.json
30 | 40 | 12 | 270 | 40% | 30% | 3600 | 18 | 8 | 1.1333 | 0.28333 | 47.6533 | 0.67608 | 48.3294 | WIDTH40_LENGTH60_HIGHT8_ORIENTATION45_WINDOWSRATIO30%_SKYLIGHTRATIO20%_3Dview.png | WIDTH40_LENGTH60_HIGHT8_ORIENTATION45_WINDOWSRATIO30%_SKYLIGHTRATIO20%.json
40 | 30 | 12 | 315 | 40% | 30% | 3600 | 8 | 18 | 1.1333 | 0.28333 | 47.4898 | 0.76314 | 48.253 | WIDTH50_LENGTH60_HIGHT8_ORIENTATION45_WINDOWSRATIO30%_SKYLIGHTRATIO20%_3Dview.png | WIDTH50_LENGTH60_HIGHT8_ORIENTATION45_WINDOWSRATIO30%_SKYLIGHTRATIO20%.json
30 | 40 | 12 | 315 | 40% | 30% | 3600 | 18 | 8 | 1.1333 | 0.28333 | 47.4698 | 0.76858 | 48.2384 | WIDTH60_LENGTH60_HIGHT8_ORIENTATION45_WINDOWSRATIO30%_SKYLIGHTRATIO20%_3Dview.png | WIDTH60_LENGTH60_HIGHT8_ORIENTATION45_WINDOWSRATIO30%_SKYLIGHTRATIO20%.json
40 | 30 | 12 | 0 | 10% | 40% | 3600 | 8 | 18 | 1.1333 | 0.28333 | 45.3478 | 1.2542 | 46.602 | WIDTH30_LENGTH30_HIGHT12_ORIENTATION45_WINDOWSRATIO30%_SKYLIGHTRATIO20%_3Dview.png | WIDTH30_LENGTH30_HIGHT12_ORIENTATION45_WINDOWSRATIO30%_SKYLIGHTRATIO20%.json
30 | 40 | 12 | 0 | 10% | 40% | 3600 | 18 | 8 | 1.1333 | 0.28333 | 45.3434 | 1.2843 | 46.6276 | WIDTH40_LENGTH30_HIGHT12_ORIENTATION45_WINDOWSRATIO30%_SKYLIGHTRATIO20%_3Dview.png | WIDTH40_LENGTH30_HIGHT12_ORIENTATION45_WINDOWSRATIO30%_SKYLIGHTRATIO20%.json
40 | 30 | 12 | 45 | 10% | 40% | 3600 | 8 | 18 | 1.1333 | 0.28333 | 45.2008 | 1.3405 | 46.5414 | WIDTH50_LENGTH30_HIGHT12_ORIENTATION45_WINDOWSRATIO30%_SKYLIGHTRATIO20%_3Dview.png | WIDTH50_LENGTH30_HIGHT12_ORIENTATION45_WINDOWSRATIO30%_SKYLIGHTRATIO20%.json
30 | 40 | 12 | 45 | 10% | 40% | 3600 | 18 | 8 | 1.1333 | 0.28333 | 45.2226 | 1.3258 | 46.5484 | WIDTH60_LENGTH30_HIGHT12_ORIENTATION45_WINDOWSRATIO30%_SKYLIGHTRATIO20%_3Dview.png | WIDTH60_LENGTH30_HIGHT12_ORIENTATION45_WINDOWSRATIO30%_SKYLIGHTRATIO20%.json
40 | 30 | 12 | 90 | 10% | 40% | 3600 | 8 | 18 | 1.1333 | 0.28333 | 45.3437 | 1.2837 | 46.6275 | WIDTH30_LENGTH40_HIGHT12_ORIENTATION45_WINDOWSRATIO30%_SKYLIGHTRATIO20%_3Dview.png | WIDTH30_LENGTH40_HIGHT12_ORIENTATION45_WINDOWSRATIO30%_SKYLIGHTRATIO20%.json
30 | 40 | 12 | 90 | 10% | 40% | 3600 | 18 | 8 | 1.1333 | 0.28333 | 45.3478 | 1.2541 | 46.6019 | WIDTH40_LENGTH40_HIGHT12_ORIENTATION45_WINDOWSRATIO30%_SKYLIGHTRATIO20%_3Dview.png | WIDTH40_LENGTH40_HIGHT12_ORIENTATION45_WINDOWSRATIO30%_SKYLIGHTRATIO20%.json
40 | 30 | 12 | 135 | 10% | 40% | 3600 | 8 | 18 | 1.1333 | 0.28333 | 45.2088 | 1.3335 | 46.5423 | WIDTH50_LENGTH40_HIGHT12_ORIENTATION45_WINDOWSRATIO30%_SKYLIGHTRATIO20%_3Dview.png | WIDTH50_LENGTH40_HIGHT12_ORIENTATION45_WINDOWSRATIO30%_SKYLIGHTRATIO20%.json
30 | 40 | 12 | 135 | 10% | 40% | 3600 | 18 | 8 | 1.1333 | 0.28333 | 45.2389 | 1.3268 | 46.5657 | WIDTH60_LENGTH40_HIGHT12_ORIENTATION45_WINDOWSRATIO30%_SKYLIGHTRATIO20%_3Dview.png | WIDTH60_LENGTH40_HIGHT12_ORIENTATION45_WINDOWSRATIO30%_SKYLIGHTRATIO20%.json
40 | 30 | 12 | 180 | 10% | 40% | 3600 | 8 | 18 | 1.1333 | 0.28333 | 45.3478 | 1.2542 | 46.602 | WIDTH30_LENGTH50_HIGHT12_ORIENTATION45_WINDOWSRATIO30%_SKYLIGHTRATIO20%_3Dview.png | WIDTH30_LENGTH50_HIGHT12_ORIENTATION45_WINDOWSRATIO30%_SKYLIGHTRATIO20%.json
30 | 40 | 12 | 180 | 10% | 40% | 3600 | 18 | 8 | 1.1333 | 0.28333 | 45.3434 | 1.2843 | 46.6276 | WIDTH40_LENGTH50_HIGHT12_ORIENTATION45_WINDOWSRATIO30%_SKYLIGHTRATIO20%_3Dview.png | WIDTH40_LENGTH50_HIGHT12_ORIENTATION45_WINDOWSRATIO30%_SKYLIGHTRATIO20%.json
40 | 30 | 12 | 225 | 10% | 40% | 3600 | 8 | 18 | 1.1333 | 0.28333 | 45.2373 | 1.3294 | 46.5666 | WIDTH50_LENGTH50_HIGHT12_ORIENTATION45_WINDOWSRATIO30%_SKYLIGHTRATIO20%_3Dview.png | WIDTH50_LENGTH50_HIGHT12_ORIENTATION45_WINDOWSRATIO30%_SKYLIGHTRATIO20%.json
30 | 40 | 12 | 225 | 10% | 40% | 3600 | 18 | 8 | 1.1333 | 0.28333 | 45.2227 | 1.3261 | 46.5489 | WIDTH60_LENGTH50_HIGHT12_ORIENTATION45_WINDOWSRATIO30%_SKYLIGHTRATIO20%_3Dview.png | WIDTH60_LENGTH50_HIGHT12_ORIENTATION45_WINDOWSRATIO30%_SKYLIGHTRATIO20%.json
40 | 30 | 12 | 270 | 10% | 40% | 3600 | 8 | 18 | 1.1333 | 0.28333 | 45.3437 | 1.2837 | 46.6275 | WIDTH30_LENGTH60_HIGHT12_ORIENTATION45_WINDOWSRATIO30%_SKYLIGHTRATIO20%_3Dview.png | WIDTH30_LENGTH60_HIGHT12_ORIENTATION45_WINDOWSRATIO30%_SKYLIGHTRATIO20%.json
30 | 40 | 12 | 270 | 10% | 40% | 3600 | 18 | 8 | 1.1333 | 0.28333 | 45.3478 | 1.2541 | 46.6019 | WIDTH40_LENGTH60_HIGHT12_ORIENTATION45_WINDOWSRATIO30%_SKYLIGHTRATIO20%_3Dview.png | WIDTH40_LENGTH60_HIGHT12_ORIENTATION45_WINDOWSRATIO30%_SKYLIGHTRATIO20%.json
40 | 30 | 12 | 315 | 10% | 40% | 3600 | 8 | 18 | 1.1333 | 0.28333 | 45.2343 | 1.3215 | 46.5558 | WIDTH50_LENGTH60_HIGHT12_ORIENTATION45_WINDOWSRATIO30%_SKYLIGHTRATIO20%_3Dview.png | WIDTH50_LENGTH60_HIGHT12_ORIENTATION45_WINDOWSRATIO30%_SKYLIGHTRATIO20%.json
30 | 40 | 12 | 315 | 10% | 40% | 3600 | 18 | 8 | 1.1333 | 0.28333 | 45.2389 | 1.3268 | 46.5657 | WIDTH60_LENGTH60_HIGHT12_ORIENTATION45_WINDOWSRATIO30%_SKYLIGHTRATIO20%_3Dview.png | WIDTH60_LENGTH60_HIGHT12_ORIENTATION45_WINDOWSRATIO30%_SKYLIGHTRATIO20%.json
40 | 30 | 12 | 0 | 20% | 40% | 3600 | 8 | 18 | 1.1333 | 0.28333 | 46.3793 | 1.0005 | 47.3797 | WIDTH30_LENGTH30_HIGHT16_ORIENTATION45_WINDOWSRATIO30%_SKYLIGHTRATIO20%_3Dview.png | WIDTH30_LENGTH30_HIGHT16_ORIENTATION45_WINDOWSRATIO30%_SKYLIGHTRATIO20%.json
30 | 40 | 12 | 0 | 20% | 40% | 3600 | 18 | 8 | 1.1333 | 0.28333 | 46.3517 | 1.0392 | 47.3909 | WIDTH40_LENGTH30_HIGHT16_ORIENTATION45_WINDOWSRATIO30%_SKYLIGHTRATIO20%_3Dview.png | WIDTH40_LENGTH30_HIGHT16_ORIENTATION45_WINDOWSRATIO30%_SKYLIGHTRATIO20%.json
40 | 30 | 12 | 45 | 20% | 40% | 3600 | 8 | 18 | 1.1333 | 0.28333 | 46.2113 | 1.0953 | 47.3066 | WIDTH50_LENGTH30_HIGHT16_ORIENTATION45_WINDOWSRATIO30%_SKYLIGHTRATIO20%_3Dview.png | WIDTH50_LENGTH30_HIGHT16_ORIENTATION45_WINDOWSRATIO30%_SKYLIGHTRATIO20%.json
30 | 40 | 12 | 45 | 20% | 40% | 3600 | 18 | 8 | 1.1333 | 0.28333 | 46.224 | 1.0851 | 47.3091 | WIDTH60_LENGTH30_HIGHT16_ORIENTATION45_WINDOWSRATIO30%_SKYLIGHTRATIO20%_3Dview.png | WIDTH60_LENGTH30_HIGHT16_ORIENTATION45_WINDOWSRATIO30%_SKYLIGHTRATIO20%.json
40 | 30 | 12 | 90 | 20% | 40% | 3600 | 8 | 18 | 1.1333 | 0.28333 | 46.3522 | 1.0386 | 47.3908 | WIDTH30_LENGTH40_HIGHT16_ORIENTATION45_WINDOWSRATIO30%_SKYLIGHTRATIO20%_3Dview.png | WIDTH30_LENGTH40_HIGHT16_ORIENTATION45_WINDOWSRATIO30%_SKYLIGHTRATIO20%.json
30 | 40 | 12 | 90 | 20% | 40% | 3600 | 18 | 8 | 1.1333 | 0.28333 | 46.3793 | 1.0004 | 47.3797 | WIDTH40_LENGTH40_HIGHT16_ORIENTATION45_WINDOWSRATIO30%_SKYLIGHTRATIO20%_3Dview.png | WIDTH40_LENGTH40_HIGHT16_ORIENTATION45_WINDOWSRATIO30%_SKYLIGHTRATIO20%.json
40 | 30 | 12 | 135 | 20% | 40% | 3600 | 8 | 18 | 1.1333 | 0.28333 | 46.2143 | 1.0894 | 47.3037 | WIDTH50_LENGTH40_HIGHT16_ORIENTATION45_WINDOWSRATIO30%_SKYLIGHTRATIO20%_3Dview.png | WIDTH50_LENGTH40_HIGHT16_ORIENTATION45_WINDOWSRATIO30%_SKYLIGHTRATIO20%.json
30 | 40 | 12 | 135 | 20% | 40% | 3600 | 18 | 8 | 1.1333 | 0.28333 | 46.2392 | 1.0856 | 47.3248 | WIDTH60_LENGTH40_HIGHT16_ORIENTATION45_WINDOWSRATIO30%_SKYLIGHTRATIO20%_3Dview.png | WIDTH60_LENGTH40_HIGHT16_ORIENTATION45_WINDOWSRATIO30%_SKYLIGHTRATIO20%.json
40 | 30 | 12 | 180 | 20% | 40% | 3600 | 8 | 18 | 1.1333 | 0.28333 | 46.3793 | 1.0005 | 47.3797 | WIDTH30_LENGTH50_HIGHT16_ORIENTATION45_WINDOWSRATIO30%_SKYLIGHTRATIO20%_3Dview.png | WIDTH30_LENGTH50_HIGHT16_ORIENTATION45_WINDOWSRATIO30%_SKYLIGHTRATIO20%.json
30 | 40 | 12 | 180 | 20% | 40% | 3600 | 18 | 8 | 1.1333 | 0.28333 | 46.3517 | 1.0392 | 47.3909 | WIDTH40_LENGTH50_HIGHT16_ORIENTATION45_WINDOWSRATIO30%_SKYLIGHTRATIO20%_3Dview.png | WIDTH40_LENGTH50_HIGHT16_ORIENTATION45_WINDOWSRATIO30%_SKYLIGHTRATIO20%.json
40 | 30 | 12 | 225 | 20% | 40% | 3600 | 8 | 18 | 1.1333 | 0.28333 | 46.2399 | 1.0854 | 47.3254 | WIDTH50_LENGTH50_HIGHT16_ORIENTATION45_WINDOWSRATIO30%_SKYLIGHTRATIO20%_3Dview.png | WIDTH50_LENGTH50_HIGHT16_ORIENTATION45_WINDOWSRATIO30%_SKYLIGHTRATIO20%.json
30 | 40 | 12 | 225 | 20% | 40% | 3600 | 18 | 8 | 1.1333 | 0.28333 | 46.2243 | 1.0855 | 47.3099 | WIDTH60_LENGTH50_HIGHT16_ORIENTATION45_WINDOWSRATIO30%_SKYLIGHTRATIO20%_3Dview.png | WIDTH60_LENGTH50_HIGHT16_ORIENTATION45_WINDOWSRATIO30%_SKYLIGHTRATIO20%.json
40 | 30 | 12 | 270 | 20% | 40% | 3600 | 8 | 18 | 1.1333 | 0.28333 | 46.3522 | 1.0386 | 47.3908 | WIDTH30_LENGTH60_HIGHT16_ORIENTATION45_WINDOWSRATIO30%_SKYLIGHTRATIO20%_3Dview.png | WIDTH30_LENGTH60_HIGHT16_ORIENTATION45_WINDOWSRATIO30%_SKYLIGHTRATIO20%.json
30 | 40 | 12 | 270 | 20% | 40% | 3600 | 18 | 8 | 1.1333 | 0.28333 | 46.3793 | 1.0004 | 47.3797 | WIDTH40_LENGTH60_HIGHT16_ORIENTATION45_WINDOWSRATIO30%_SKYLIGHTRATIO20%_3Dview.png | WIDTH40_LENGTH60_HIGHT16_ORIENTATION45_WINDOWSRATIO30%_SKYLIGHTRATIO20%.json
40 | 30 | 12 | 315 | 20% | 40% | 3600 | 8 | 18 | 1.1333 | 0.28333 | 46.235 | 1.0816 | 47.3167 | WIDTH50_LENGTH60_HIGHT16_ORIENTATION45_WINDOWSRATIO30%_SKYLIGHTRATIO20%_3Dview.png | WIDTH50_LENGTH60_HIGHT16_ORIENTATION45_WINDOWSRATIO30%_SKYLIGHTRATIO20%.json
30 | 40 | 12 | 315 | 20% | 40% | 3600 | 18 | 8 | 1.1333 | 0.28333 | 46.2392 | 1.0856 | 47.3248 | WIDTH60_LENGTH60_HIGHT16_ORIENTATION45_WINDOWSRATIO30%_SKYLIGHTRATIO20%_3Dview.png | WIDTH60_LENGTH60_HIGHT16_ORIENTATION45_WINDOWSRATIO30%_SKYLIGHTRATIO20%.json
40 | 30 | 12 | 0 | 30% | 40% | 3600 | 8 | 18 | 1.1333 | 0.28333 | 47.1459 | 0.80361 | 47.9495 | WIDTH30_LENGTH30_HIGHT8_ORIENTATION90_WINDOWSRATIO30%_SKYLIGHTRATIO20%_3Dview.png | WIDTH30_LENGTH30_HIGHT8_ORIENTATION90_WINDOWSRATIO30%_SKYLIGHTRATIO20%.json
30 | 40 | 12 | 0 | 30% | 40% | 3600 | 18 | 8 | 1.1333 | 0.28333 | 47.0961 | 0.84701 | 47.9431 | WIDTH40_LENGTH30_HIGHT8_ORIENTATION90_WINDOWSRATIO30%_SKYLIGHTRATIO20%_3Dview.png | WIDTH40_LENGTH30_HIGHT8_ORIENTATION90_WINDOWSRATIO30%_SKYLIGHTRATIO20%.json
40 | 30 | 12 | 45 | 30% | 40% | 3600 | 8 | 18 | 1.1333 | 0.28333 | 46.9655 | 0.90406 | 47.8696 | WIDTH50_LENGTH30_HIGHT8_ORIENTATION90_WINDOWSRATIO30%_SKYLIGHTRATIO20%_3Dview.png | WIDTH50_LENGTH30_HIGHT8_ORIENTATION90_WINDOWSRATIO30%_SKYLIGHTRATIO20%.json
30 | 40 | 12 | 45 | 30% | 40% | 3600 | 18 | 8 | 1.1333 | 0.28333 | 46.9832 | 0.89538 | 47.8785 | WIDTH60_LENGTH30_HIGHT8_ORIENTATION90_WINDOWSRATIO30%_SKYLIGHTRATIO20%_3Dview.png | WIDTH60_LENGTH30_HIGHT8_ORIENTATION90_WINDOWSRATIO30%_SKYLIGHTRATIO20%.json
40 | 30 | 12 | 90 | 30% | 40% | 3600 | 8 | 18 | 1.1333 | 0.28333 | 47.097 | 0.84665 | 47.9436 | WIDTH30_LENGTH40_HIGHT8_ORIENTATION90_WINDOWSRATIO30%_SKYLIGHTRATIO20%_3Dview.png | WIDTH30_LENGTH40_HIGHT8_ORIENTATION90_WINDOWSRATIO30%_SKYLIGHTRATIO20%.json
30 | 40 | 12 | 90 | 30% | 40% | 3600 | 18 | 8 | 1.1333 | 0.28333 | 47.1459 | 0.80364 | 47.9496 | WIDTH40_LENGTH40_HIGHT8_ORIENTATION90_WINDOWSRATIO30%_SKYLIGHTRATIO20%_3Dview.png | WIDTH40_LENGTH40_HIGHT8_ORIENTATION90_WINDOWSRATIO30%_SKYLIGHTRATIO20%.json
40 | 30 | 12 | 135 | 30% | 40% | 3600 | 8 | 18 | 1.1333 | 0.28333 | 46.9744 | 0.89921 | 47.8736 | WIDTH50_LENGTH40_HIGHT8_ORIENTATION90_WINDOWSRATIO30%_SKYLIGHTRATIO20%_3Dview.png | WIDTH50_LENGTH40_HIGHT8_ORIENTATION90_WINDOWSRATIO30%_SKYLIGHTRATIO20%.json
30 | 40 | 12 | 135 | 30% | 40% | 3600 | 18 | 8 | 1.1333 | 0.28333 | 46.9887 | 0.89588 | 47.8846 | WIDTH60_LENGTH40_HIGHT8_ORIENTATION90_WINDOWSRATIO30%_SKYLIGHTRATIO20%_3Dview.png | WIDTH60_LENGTH40_HIGHT8_ORIENTATION90_WINDOWSRATIO30%_SKYLIGHTRATIO20%.json
40 | 30 | 12 | 180 | 30% | 40% | 3600 | 8 | 18 | 1.1333 | 0.28333 | 47.1459 | 0.80361 | 47.9495 | WIDTH30_LENGTH50_HIGHT8_ORIENTATION90_WINDOWSRATIO30%_SKYLIGHTRATIO20%_3Dview.png | WIDTH30_LENGTH50_HIGHT8_ORIENTATION90_WINDOWSRATIO30%_SKYLIGHTRATIO20%.json
30 | 40 | 12 | 180 | 30% | 40% | 3600 | 18 | 8 | 1.1333 | 0.28333 | 47.0961 | 0.84701 | 47.9431 | WIDTH40_LENGTH50_HIGHT8_ORIENTATION90_WINDOWSRATIO30%_SKYLIGHTRATIO20%_3Dview.png | WIDTH40_LENGTH50_HIGHT8_ORIENTATION90_WINDOWSRATIO30%_SKYLIGHTRATIO20%.json
40 | 30 | 12 | 225 | 30% | 40% | 3600 | 8 | 18 | 1.1333 | 0.28333 | 46.9894 | 0.89565 | 47.8851 | WIDTH50_LENGTH50_HIGHT8_ORIENTATION90_WINDOWSRATIO30%_SKYLIGHTRATIO20%_3Dview.png | WIDTH50_LENGTH50_HIGHT8_ORIENTATION90_WINDOWSRATIO30%_SKYLIGHTRATIO20%.json
30 | 40 | 12 | 225 | 30% | 40% | 3600 | 18 | 8 | 1.1333 | 0.28333 | 46.9827 | 0.89573 | 47.8784 | WIDTH60_LENGTH50_HIGHT8_ORIENTATION90_WINDOWSRATIO30%_SKYLIGHTRATIO20%_3Dview.png | WIDTH60_LENGTH50_HIGHT8_ORIENTATION90_WINDOWSRATIO30%_SKYLIGHTRATIO20%.json
40 | 30 | 12 | 270 | 30% | 40% | 3600 | 8 | 18 | 1.1333 | 0.28333 | 47.097 | 0.84665 | 47.9436 | WIDTH30_LENGTH60_HIGHT8_ORIENTATION90_WINDOWSRATIO30%_SKYLIGHTRATIO20%_3Dview.png | WIDTH30_LENGTH60_HIGHT8_ORIENTATION90_WINDOWSRATIO30%_SKYLIGHTRATIO20%.json
30 | 40 | 12 | 270 | 30% | 40% | 3600 | 18 | 8 | 1.1333 | 0.28333 | 47.1459 | 0.80364 | 47.9496 | WIDTH40_LENGTH60_HIGHT8_ORIENTATION90_WINDOWSRATIO30%_SKYLIGHTRATIO20%_3Dview.png | WIDTH40_LENGTH60_HIGHT8_ORIENTATION90_WINDOWSRATIO30%_SKYLIGHTRATIO20%.json
40 | 30 | 12 | 315 | 30% | 40% | 3600 | 8 | 18 | 1.1333 | 0.28333 | 46.9917 | 0.89218 | 47.8839 | WIDTH50_LENGTH60_HIGHT8_ORIENTATION90_WINDOWSRATIO30%_SKYLIGHTRATIO20%_3Dview.png | WIDTH50_LENGTH60_HIGHT8_ORIENTATION90_WINDOWSRATIO30%_SKYLIGHTRATIO20%.json
30 | 40 | 12 | 315 | 30% | 40% | 3600 | 18 | 8 | 1.1333 | 0.28333 | 46.9887 | 0.89588 | 47.8846 | WIDTH60_LENGTH60_HIGHT8_ORIENTATION90_WINDOWSRATIO30%_SKYLIGHTRATIO20%_3Dview.png | WIDTH60_LENGTH60_HIGHT8_ORIENTATION90_WINDOWSRATIO30%_SKYLIGHTRATIO20%.json
40 | 30 | 12 | 0 | 40% | 40% | 3600 | 8 | 18 | 1.1333 | 0.28333 | 47.7077 | 0.65715 | 48.3648 | WIDTH30_LENGTH30_HIGHT12_ORIENTATION90_WINDOWSRATIO30%_SKYLIGHTRATIO20%_3Dview.png | WIDTH30_LENGTH30_HIGHT12_ORIENTATION90_WINDOWSRATIO30%_SKYLIGHTRATIO20%.json
30 | 40 | 12 | 0 | 40% | 40% | 3600 | 18 | 8 | 1.1333 | 0.28333 | 47.633 | 0.70091 | 48.3339 | WIDTH40_LENGTH30_HIGHT12_ORIENTATION90_WINDOWSRATIO30%_SKYLIGHTRATIO20%_3Dview.png | WIDTH40_LENGTH30_HIGHT12_ORIENTATION90_WINDOWSRATIO30%_SKYLIGHTRATIO20%.json
40 | 30 | 12 | 45 | 40% | 40% | 3600 | 8 | 18 | 1.1333 | 0.28333 | 47.5164 | 0.75243 | 48.2688 | WIDTH50_LENGTH30_HIGHT12_ORIENTATION90_WINDOWSRATIO30%_SKYLIGHTRATIO20%_3Dview.png | WIDTH50_LENGTH30_HIGHT12_ORIENTATION90_WINDOWSRATIO30%_SKYLIGHTRATIO20%.json
30 | 40 | 12 | 45 | 40% | 40% | 3600 | 18 | 8 | 1.1333 | 0.28333 | 47.5403 | 0.74494 | 48.2853 | WIDTH60_LENGTH30_HIGHT12_ORIENTATION90_WINDOWSRATIO30%_SKYLIGHTRATIO20%_3Dview.png | WIDTH60_LENGTH30_HIGHT12_ORIENTATION90_WINDOWSRATIO30%_SKYLIGHTRATIO20%.json
40 | 30 | 12 | 90 | 40% | 40% | 3600 | 8 | 18 | 1.1333 | 0.28333 | 47.6336 | 0.70059 | 48.3342 | WIDTH30_LENGTH40_HIGHT12_ORIENTATION90_WINDOWSRATIO30%_SKYLIGHTRATIO20%_3Dview.png | WIDTH30_LENGTH40_HIGHT12_ORIENTATION90_WINDOWSRATIO30%_SKYLIGHTRATIO20%.json
30 | 40 | 12 | 90 | 40% | 40% | 3600 | 18 | 8 | 1.1333 | 0.28333 | 47.7077 | 0.65714 | 48.3648 | WIDTH40_LENGTH40_HIGHT12_ORIENTATION90_WINDOWSRATIO30%_SKYLIGHTRATIO20%_3Dview.png | WIDTH40_LENGTH40_HIGHT12_ORIENTATION90_WINDOWSRATIO30%_SKYLIGHTRATIO20%.json
40 | 30 | 12 | 135 | 40% | 40% | 3600 | 8 | 18 | 1.1333 | 0.28333 | 47.5331 | 0.74816 | 48.2813 | WIDTH50_LENGTH40_HIGHT12_ORIENTATION90_WINDOWSRATIO30%_SKYLIGHTRATIO20%_3Dview.png | WIDTH50_LENGTH40_HIGHT12_ORIENTATION90_WINDOWSRATIO30%_SKYLIGHTRATIO20%.json
30 | 40 | 12 | 135 | 40% | 40% | 3600 | 18 | 8 | 1.1333 | 0.28333 | 47.5343 | 0.74559 | 48.2799 | WIDTH60_LENGTH40_HIGHT12_ORIENTATION90_WINDOWSRATIO30%_SKYLIGHTRATIO20%_3Dview.png | WIDTH60_LENGTH40_HIGHT12_ORIENTATION90_WINDOWSRATIO30%_SKYLIGHTRATIO20%.json
40 | 30 | 12 | 180 | 40% | 40% | 3600 | 8 | 18 | 1.1333 | 0.28333 | 47.7077 | 0.65715 | 48.3648 | WIDTH30_LENGTH50_HIGHT12_ORIENTATION90_WINDOWSRATIO30%_SKYLIGHTRATIO20%_3Dview.png | WIDTH30_LENGTH50_HIGHT12_ORIENTATION90_WINDOWSRATIO30%_SKYLIGHTRATIO20%.json
30 | 40 | 12 | 180 | 40% | 40% | 3600 | 18 | 8 | 1.1333 | 0.28333 | 47.633 | 0.70091 | 48.3339 | WIDTH40_LENGTH50_HIGHT12_ORIENTATION90_WINDOWSRATIO30%_SKYLIGHTRATIO20%_3Dview.png | WIDTH40_LENGTH50_HIGHT12_ORIENTATION90_WINDOWSRATIO30%_SKYLIGHTRATIO20%.json
40 | 30 | 12 | 225 | 40% | 40% | 3600 | 8 | 18 | 1.1333 | 0.28333 | 47.535 | 0.74543 | 48.2805 | WIDTH50_LENGTH50_HIGHT12_ORIENTATION90_WINDOWSRATIO30%_SKYLIGHTRATIO20%_3Dview.png | WIDTH50_LENGTH50_HIGHT12_ORIENTATION90_WINDOWSRATIO30%_SKYLIGHTRATIO20%.json
30 | 40 | 12 | 225 | 40% | 40% | 3600 | 18 | 8 | 1.1333 | 0.28333 | 47.5397 | 0.7452 | 48.2849 | WIDTH60_LENGTH50_HIGHT12_ORIENTATION90_WINDOWSRATIO30%_SKYLIGHTRATIO20%_3Dview.png | WIDTH60_LENGTH50_HIGHT12_ORIENTATION90_WINDOWSRATIO30%_SKYLIGHTRATIO20%.json
40 | 30 | 12 | 270 | 40% | 40% | 3600 | 8 | 18 | 1.1333 | 0.28333 | 47.6336 | 0.70059 | 48.3342 | WIDTH30_LENGTH60_HIGHT12_ORIENTATION90_WINDOWSRATIO30%_SKYLIGHTRATIO20%_3Dview.png | WIDTH30_LENGTH60_HIGHT12_ORIENTATION90_WINDOWSRATIO30%_SKYLIGHTRATIO20%.json
30 | 40 | 12 | 270 | 40% | 40% | 3600 | 18 | 8 | 1.1333 | 0.28333 | 47.7077 | 0.65714 | 48.3648 | WIDTH40_LENGTH60_HIGHT12_ORIENTATION90_WINDOWSRATIO30%_SKYLIGHTRATIO20%_3Dview.png | WIDTH40_LENGTH60_HIGHT12_ORIENTATION90_WINDOWSRATIO30%_SKYLIGHTRATIO20%.json
40 | 30 | 12 | 315 | 40% | 40% | 3600 | 8 | 18 | 1.1333 | 0.28333 | 47.5467 | 0.74217 | 48.2889 | WIDTH50_LENGTH60_HIGHT12_ORIENTATION90_WINDOWSRATIO30%_SKYLIGHTRATIO20%_3Dview.png | WIDTH50_LENGTH60_HIGHT12_ORIENTATION90_WINDOWSRATIO30%_SKYLIGHTRATIO20%.json
30 | 40 | 12 | 315 | 40% | 40% | 3600 | 18 | 8 | 1.1333 | 0.28333 | 47.5343 | 0.74559 | 48.2799 | WIDTH60_LENGTH60_HIGHT12_ORIENTATION90_WINDOWSRATIO30%_SKYLIGHTRATIO20%_3Dview.png | WIDTH60_LENGTH60_HIGHT12_ORIENTATION90_WINDOWSRATIO30%_SKYLIGHTRATIO20%.json
50 | 30 | 12 | 0 | 10% | 10% | 4500 | 8 | 28 | 1.0933 | 0.27333 | 44.0343 | 1.3371 | 45.3715 | WIDTH30_LENGTH30_HIGHT16_ORIENTATION90_WINDOWSRATIO30%_SKYLIGHTRATIO20%_3Dview.png | WIDTH30_LENGTH30_HIGHT16_ORIENTATION90_WINDOWSRATIO30%_SKYLIGHTRATIO20%.json
30 | 50 | 12 | 0 | 10% | 10% | 4500 | 28 | 8 | 1.0933 | 0.27333 | 44.0299 | 1.3908 | 45.4208 | WIDTH40_LENGTH30_HIGHT16_ORIENTATION90_WINDOWSRATIO30%_SKYLIGHTRATIO20%_3Dview.png | WIDTH40_LENGTH30_HIGHT16_ORIENTATION90_WINDOWSRATIO30%_SKYLIGHTRATIO20%.json
50 | 30 | 12 | 45 | 10% | 10% | 4500 | 8 | 28 | 1.0933 | 0.27333 | 43.9258 | 1.4244 | 45.3502 | WIDTH50_LENGTH30_HIGHT16_ORIENTATION90_WINDOWSRATIO30%_SKYLIGHTRATIO20%_3Dview.png | WIDTH50_LENGTH30_HIGHT16_ORIENTATION90_WINDOWSRATIO30%_SKYLIGHTRATIO20%.json
30 | 50 | 12 | 45 | 10% | 10% | 4500 | 28 | 8 | 1.0933 | 0.27333 | 43.9224 | 1.4162 | 45.3386 | WIDTH60_LENGTH30_HIGHT16_ORIENTATION90_WINDOWSRATIO30%_SKYLIGHTRATIO20%_3Dview.png | WIDTH60_LENGTH30_HIGHT16_ORIENTATION90_WINDOWSRATIO30%_SKYLIGHTRATIO20%.json
50 | 30 | 12 | 90 | 10% | 10% | 4500 | 8 | 28 | 1.0933 | 0.27333 | 44.03 | 1.3904 | 45.4203 | WIDTH30_LENGTH40_HIGHT16_ORIENTATION90_WINDOWSRATIO30%_SKYLIGHTRATIO20%_3Dview.png | WIDTH30_LENGTH40_HIGHT16_ORIENTATION90_WINDOWSRATIO30%_SKYLIGHTRATIO20%.json
30 | 50 | 12 | 90 | 10% | 10% | 4500 | 28 | 8 | 1.0933 | 0.27333 | 44.0339 | 1.3372 | 45.3711 | WIDTH40_LENGTH40_HIGHT16_ORIENTATION90_WINDOWSRATIO30%_SKYLIGHTRATIO20%_3Dview.png | WIDTH40_LENGTH40_HIGHT16_ORIENTATION90_WINDOWSRATIO30%_SKYLIGHTRATIO20%.json
50 | 30 | 12 | 135 | 10% | 10% | 4500 | 8 | 28 | 1.0933 | 0.27333 | 43.9195 | 1.4174 | 45.3369 | WIDTH50_LENGTH40_HIGHT16_ORIENTATION90_WINDOWSRATIO30%_SKYLIGHTRATIO20%_3Dview.png | WIDTH50_LENGTH40_HIGHT16_ORIENTATION90_WINDOWSRATIO30%_SKYLIGHTRATIO20%.json
30 | 50 | 12 | 135 | 10% | 10% | 4500 | 28 | 8 | 1.0933 | 0.27333 | 43.9236 | 1.4254 | 45.349 | WIDTH60_LENGTH40_HIGHT16_ORIENTATION90_WINDOWSRATIO30%_SKYLIGHTRATIO20%_3Dview.png | WIDTH60_LENGTH40_HIGHT16_ORIENTATION90_WINDOWSRATIO30%_SKYLIGHTRATIO20%.json
50 | 30 | 12 | 180 | 10% | 10% | 4500 | 8 | 28 | 1.0933 | 0.27333 | 44.0343 | 1.3371 | 45.3715 | WIDTH30_LENGTH50_HIGHT16_ORIENTATION90_WINDOWSRATIO30%_SKYLIGHTRATIO20%_3Dview.png | WIDTH30_LENGTH50_HIGHT16_ORIENTATION90_WINDOWSRATIO30%_SKYLIGHTRATIO20%.json
30 | 50 | 12 | 180 | 10% | 10% | 4500 | 28 | 8 | 1.0933 | 0.27333 | 44.0299 | 1.3908 | 45.4208 | WIDTH40_LENGTH50_HIGHT16_ORIENTATION90_WINDOWSRATIO30%_SKYLIGHTRATIO20%_3Dview.png | WIDTH40_LENGTH50_HIGHT16_ORIENTATION90_WINDOWSRATIO30%_SKYLIGHTRATIO20%.json
50 | 30 | 12 | 225 | 10% | 10% | 4500 | 8 | 28 | 1.0933 | 0.27333 | 43.9186 | 1.4267 | 45.3452 | WIDTH50_LENGTH50_HIGHT16_ORIENTATION90_WINDOWSRATIO30%_SKYLIGHTRATIO20%_3Dview.png | WIDTH50_LENGTH50_HIGHT16_ORIENTATION90_WINDOWSRATIO30%_SKYLIGHTRATIO20%.json
30 | 50 | 12 | 225 | 10% | 10% | 4500 | 28 | 8 | 1.0933 | 0.27333 | 43.9214 | 1.4168 | 45.3382 | WIDTH60_LENGTH50_HIGHT16_ORIENTATION90_WINDOWSRATIO30%_SKYLIGHTRATIO20%_3Dview.png | WIDTH60_LENGTH50_HIGHT16_ORIENTATION90_WINDOWSRATIO30%_SKYLIGHTRATIO20%.json
50 | 30 | 12 | 270 | 10% | 10% | 4500 | 8 | 28 | 1.0933 | 0.27333 | 44.03 | 1.3904 | 45.4203 | WIDTH30_LENGTH60_HIGHT16_ORIENTATION90_WINDOWSRATIO30%_SKYLIGHTRATIO20%_3Dview.png | WIDTH30_LENGTH60_HIGHT16_ORIENTATION90_WINDOWSRATIO30%_SKYLIGHTRATIO20%.json
30 | 50 | 12 | 270 | 10% | 10% | 4500 | 28 | 8 | 1.0933 | 0.27333 | 44.0339 | 1.3372 | 45.3711 | WIDTH40_LENGTH60_HIGHT16_ORIENTATION90_WINDOWSRATIO30%_SKYLIGHTRATIO20%_3Dview.png | WIDTH40_LENGTH60_HIGHT16_ORIENTATION90_WINDOWSRATIO30%_SKYLIGHTRATIO20%.json
50 | 30 | 12 | 315 | 10% | 10% | 4500 | 8 | 28 | 1.0933 | 0.27333 | 43.9224 | 1.416 | 45.3384 | WIDTH50_LENGTH60_HIGHT16_ORIENTATION90_WINDOWSRATIO30%_SKYLIGHTRATIO20%_3Dview.png | WIDTH50_LENGTH60_HIGHT16_ORIENTATION90_WINDOWSRATIO30%_SKYLIGHTRATIO20%.json
30 | 50 | 12 | 315 | 10% | 10% | 4500 | 28 | 8 | 1.0933 | 0.27333 | 43.9237 | 1.4253 | 45.349 | WIDTH60_LENGTH60_HIGHT16_ORIENTATION90_WINDOWSRATIO30%_SKYLIGHTRATIO20%_3Dview.png | WIDTH60_LENGTH60_HIGHT16_ORIENTATION90_WINDOWSRATIO30%_SKYLIGHTRATIO20%.json
50 | 30 | 12 | 0 | 20% | 10% | 4500 | 8 | 28 | 1.0933 | 0.27333 | 45.1209 | 1.082 | 46.2029 | WIDTH30_LENGTH30_HIGHT8_ORIENTATION135_WINDOWSRATIO30%_SKYLIGHTRATIO20%_3Dview.png | WIDTH30_LENGTH30_HIGHT8_ORIENTATION135_WINDOWSRATIO30%_SKYLIGHTRATIO20%.json
30 | 50 | 12 | 0 | 20% | 10% | 4500 | 28 | 8 | 1.0933 | 0.27333 | 45.0866 | 1.15 | 46.2366 | WIDTH40_LENGTH30_HIGHT8_ORIENTATION135_WINDOWSRATIO30%_SKYLIGHTRATIO20%_3Dview.png | WIDTH40_LENGTH30_HIGHT8_ORIENTATION135_WINDOWSRATIO30%_SKYLIGHTRATIO20%.json
50 | 30 | 12 | 45 | 20% | 10% | 4500 | 8 | 28 | 1.0933 | 0.27333 | 44.9831 | 1.1827 | 46.1658 | WIDTH50_LENGTH30_HIGHT8_ORIENTATION135_WINDOWSRATIO30%_SKYLIGHTRATIO20%_3Dview.png | WIDTH50_LENGTH30_HIGHT8_ORIENTATION135_WINDOWSRATIO30%_SKYLIGHTRATIO20%.json
30 | 50 | 12 | 45 | 20% | 10% | 4500 | 28 | 8 | 1.0933 | 0.27333 | 44.9784 | 1.177 | 46.1554 | WIDTH60_LENGTH30_HIGHT8_ORIENTATION135_WINDOWSRATIO30%_SKYLIGHTRATIO20%_3Dview.png | WIDTH60_LENGTH30_HIGHT8_ORIENTATION135_WINDOWSRATIO30%_SKYLIGHTRATIO20%.json
50 | 30 | 12 | 90 | 20% | 10% | 4500 | 8 | 28 | 1.0933 | 0.27333 | 45.0866 | 1.1496 | 46.2362 | WIDTH30_LENGTH40_HIGHT8_ORIENTATION135_WINDOWSRATIO30%_SKYLIGHTRATIO20%_3Dview.png | WIDTH30_LENGTH40_HIGHT8_ORIENTATION135_WINDOWSRATIO30%_SKYLIGHTRATIO20%.json
30 | 50 | 12 | 90 | 20% | 10% | 4500 | 28 | 8 | 1.0933 | 0.27333 | 45.1202 | 1.082 | 46.2023 | WIDTH40_LENGTH40_HIGHT8_ORIENTATION135_WINDOWSRATIO30%_SKYLIGHTRATIO20%_3Dview.png | WIDTH40_LENGTH40_HIGHT8_ORIENTATION135_WINDOWSRATIO30%_SKYLIGHTRATIO20%.json
50 | 30 | 12 | 135 | 20% | 10% | 4500 | 8 | 28 | 1.0933 | 0.27333 | 44.9758 | 1.1779 | 46.1538 | WIDTH50_LENGTH40_HIGHT8_ORIENTATION135_WINDOWSRATIO30%_SKYLIGHTRATIO20%_3Dview.png | WIDTH50_LENGTH40_HIGHT8_ORIENTATION135_WINDOWSRATIO30%_SKYLIGHTRATIO20%.json
30 | 50 | 12 | 135 | 20% | 10% | 4500 | 28 | 8 | 1.0933 | 0.27333 | 44.9811 | 1.1835 | 46.1646 | WIDTH60_LENGTH40_HIGHT8_ORIENTATION135_WINDOWSRATIO30%_SKYLIGHTRATIO20%_3Dview.png | WIDTH60_LENGTH40_HIGHT8_ORIENTATION135_WINDOWSRATIO30%_SKYLIGHTRATIO20%.json
50 | 30 | 12 | 180 | 20% | 10% | 4500 | 8 | 28 | 1.0933 | 0.27333 | 45.1209 | 1.082 | 46.2029 | WIDTH30_LENGTH50_HIGHT8_ORIENTATION135_WINDOWSRATIO30%_SKYLIGHTRATIO20%_3Dview.png | WIDTH30_LENGTH50_HIGHT8_ORIENTATION135_WINDOWSRATIO30%_SKYLIGHTRATIO20%.json
30 | 50 | 12 | 180 | 20% | 10% | 4500 | 28 | 8 | 1.0933 | 0.27333 | 45.0866 | 1.15 | 46.2366 | WIDTH40_LENGTH50_HIGHT8_ORIENTATION135_WINDOWSRATIO30%_SKYLIGHTRATIO20%_3Dview.png | WIDTH40_LENGTH50_HIGHT8_ORIENTATION135_WINDOWSRATIO30%_SKYLIGHTRATIO20%.json
50 | 30 | 12 | 225 | 20% | 10% | 4500 | 8 | 28 | 1.0933 | 0.27333 | 44.9771 | 1.1846 | 46.1617 | WIDTH50_LENGTH50_HIGHT8_ORIENTATION135_WINDOWSRATIO30%_SKYLIGHTRATIO20%_3Dview.png | WIDTH50_LENGTH50_HIGHT8_ORIENTATION135_WINDOWSRATIO30%_SKYLIGHTRATIO20%.json
30 | 50 | 12 | 225 | 20% | 10% | 4500 | 28 | 8 | 1.0933 | 0.27333 | 44.9776 | 1.1775 | 46.155 | WIDTH60_LENGTH50_HIGHT8_ORIENTATION135_WINDOWSRATIO30%_SKYLIGHTRATIO20%_3Dview.png | WIDTH60_LENGTH50_HIGHT8_ORIENTATION135_WINDOWSRATIO30%_SKYLIGHTRATIO20%.json
50 | 30 | 12 | 270 | 20% | 10% | 4500 | 8 | 28 | 1.0933 | 0.27333 | 45.0866 | 1.1496 | 46.2362 | WIDTH30_LENGTH60_HIGHT8_ORIENTATION135_WINDOWSRATIO30%_SKYLIGHTRATIO20%_3Dview.png | WIDTH30_LENGTH60_HIGHT8_ORIENTATION135_WINDOWSRATIO30%_SKYLIGHTRATIO20%.json
30 | 50 | 12 | 270 | 20% | 10% | 4500 | 28 | 8 | 1.0933 | 0.27333 | 45.1202 | 1.082 | 46.2023 | WIDTH40_LENGTH60_HIGHT8_ORIENTATION135_WINDOWSRATIO30%_SKYLIGHTRATIO20%_3Dview.png | WIDTH40_LENGTH60_HIGHT8_ORIENTATION135_WINDOWSRATIO30%_SKYLIGHTRATIO20%.json
50 | 30 | 12 | 315 | 20% | 10% | 4500 | 8 | 28 | 1.0933 | 0.27333 | 44.9784 | 1.1767 | 46.1552 | WIDTH50_LENGTH60_HIGHT8_ORIENTATION135_WINDOWSRATIO30%_SKYLIGHTRATIO20%_3Dview.png | WIDTH50_LENGTH60_HIGHT8_ORIENTATION135_WINDOWSRATIO30%_SKYLIGHTRATIO20%.json
30 | 50 | 12 | 315 | 20% | 10% | 4500 | 28 | 8 | 1.0933 | 0.27333 | 44.9812 | 1.1834 | 46.1646 | WIDTH60_LENGTH60_HIGHT8_ORIENTATION135_WINDOWSRATIO30%_SKYLIGHTRATIO20%_3Dview.png | WIDTH60_LENGTH60_HIGHT8_ORIENTATION135_WINDOWSRATIO30%_SKYLIGHTRATIO20%.json
50 | 30 | 12 | 0 | 30% | 10% | 4500 | 8 | 28 | 1.0933 | 0.27333 | 45.9498 | 0.87759 | 46.8274 | WIDTH30_LENGTH30_HIGHT12_ORIENTATION135_WINDOWSRATIO30%_SKYLIGHTRATIO20%_3Dview.png | WIDTH30_LENGTH30_HIGHT12_ORIENTATION135_WINDOWSRATIO30%_SKYLIGHTRATIO20%.json
30 | 50 | 12 | 0 | 30% | 10% | 4500 | 28 | 8 | 1.0933 | 0.27333 | 45.8801 | 0.95413 | 46.8342 | WIDTH40_LENGTH30_HIGHT12_ORIENTATION135_WINDOWSRATIO30%_SKYLIGHTRATIO20%_3Dview.png | WIDTH40_LENGTH30_HIGHT12_ORIENTATION135_WINDOWSRATIO30%_SKYLIGHTRATIO20%.json
50 | 30 | 12 | 45 | 30% | 10% | 4500 | 8 | 28 | 1.0933 | 0.27333 | 45.7796 | 0.9884 | 46.768 | WIDTH50_LENGTH30_HIGHT12_ORIENTATION135_WINDOWSRATIO30%_SKYLIGHTRATIO20%_3Dview.png | WIDTH50_LENGTH30_HIGHT12_ORIENTATION135_WINDOWSRATIO30%_SKYLIGHTRATIO20%.json
30 | 50 | 12 | 45 | 30% | 10% | 4500 | 28 | 8 | 1.0933 | 0.27333 | 45.7818 | 0.98071 | 46.7625 | WIDTH60_LENGTH30_HIGHT12_ORIENTATION135_WINDOWSRATIO30%_SKYLIGHTRATIO20%_3Dview.png | WIDTH60_LENGTH30_HIGHT12_ORIENTATION135_WINDOWSRATIO30%_SKYLIGHTRATIO20%.json
50 | 30 | 12 | 90 | 30% | 10% | 4500 | 8 | 28 | 1.0933 | 0.27333 | 45.8802 | 0.95374 | 46.8339 | WIDTH30_LENGTH40_HIGHT12_ORIENTATION135_WINDOWSRATIO30%_SKYLIGHTRATIO20%_3Dview.png | WIDTH30_LENGTH40_HIGHT12_ORIENTATION135_WINDOWSRATIO30%_SKYLIGHTRATIO20%.json
30 | 50 | 12 | 90 | 30% | 10% | 4500 | 28 | 8 | 1.0933 | 0.27333 | 45.9495 | 0.87762 | 46.8271 | WIDTH40_LENGTH40_HIGHT12_ORIENTATION135_WINDOWSRATIO30%_SKYLIGHTRATIO20%_3Dview.png | WIDTH40_LENGTH40_HIGHT12_ORIENTATION135_WINDOWSRATIO30%_SKYLIGHTRATIO20%.json
50 | 30 | 12 | 135 | 30% | 10% | 4500 | 8 | 28 | 1.0933 | 0.27333 | 45.7798 | 0.98149 | 46.7613 | WIDTH50_LENGTH40_HIGHT12_ORIENTATION135_WINDOWSRATIO30%_SKYLIGHTRATIO20%_3Dview.png | WIDTH50_LENGTH40_HIGHT12_ORIENTATION135_WINDOWSRATIO30%_SKYLIGHTRATIO20%.json
30 | 50 | 12 | 135 | 30% | 10% | 4500 | 28 | 8 | 1.0933 | 0.27333 | 45.778 | 0.98911 | 46.7671 | WIDTH60_LENGTH40_HIGHT12_ORIENTATION135_WINDOWSRATIO30%_SKYLIGHTRATIO20%_3Dview.png | WIDTH60_LENGTH40_HIGHT12_ORIENTATION135_WINDOWSRATIO30%_SKYLIGHTRATIO20%.json
50 | 30 | 12 | 180 | 30% | 10% | 4500 | 8 | 28 | 1.0933 | 0.27333 | 45.9498 | 0.87759 | 46.8274 | WIDTH30_LENGTH50_HIGHT12_ORIENTATION135_WINDOWSRATIO30%_SKYLIGHTRATIO20%_3Dview.png | WIDTH30_LENGTH50_HIGHT12_ORIENTATION135_WINDOWSRATIO30%_SKYLIGHTRATIO20%.json
30 | 50 | 12 | 180 | 30% | 10% | 4500 | 28 | 8 | 1.0933 | 0.27333 | 45.8801 | 0.95413 | 46.8342 | WIDTH40_LENGTH50_HIGHT12_ORIENTATION135_WINDOWSRATIO30%_SKYLIGHTRATIO20%_3Dview.png | WIDTH40_LENGTH50_HIGHT12_ORIENTATION135_WINDOWSRATIO30%_SKYLIGHTRATIO20%.json
50 | 30 | 12 | 225 | 30% | 10% | 4500 | 8 | 28 | 1.0933 | 0.27333 | 45.7755 | 0.98995 | 46.7655 | WIDTH50_LENGTH50_HIGHT12_ORIENTATION135_WINDOWSRATIO30%_SKYLIGHTRATIO20%_3Dview.png | WIDTH50_LENGTH50_HIGHT12_ORIENTATION135_WINDOWSRATIO30%_SKYLIGHTRATIO20%.json
30 | 50 | 12 | 225 | 30% | 10% | 4500 | 28 | 8 | 1.0933 | 0.27333 | 45.7812 | 0.98111 | 46.7623 | WIDTH60_LENGTH50_HIGHT12_ORIENTATION135_WINDOWSRATIO30%_SKYLIGHTRATIO20%_3Dview.png | WIDTH60_LENGTH50_HIGHT12_ORIENTATION135_WINDOWSRATIO30%_SKYLIGHTRATIO20%.json
50 | 30 | 12 | 270 | 30% | 10% | 4500 | 8 | 28 | 1.0933 | 0.27333 | 45.8802 | 0.95374 | 46.8339 | WIDTH30_LENGTH60_HIGHT12_ORIENTATION135_WINDOWSRATIO30%_SKYLIGHTRATIO20%_3Dview.png | WIDTH30_LENGTH60_HIGHT12_ORIENTATION135_WINDOWSRATIO30%_SKYLIGHTRATIO20%.json
30 | 50 | 12 | 270 | 30% | 10% | 4500 | 28 | 8 | 1.0933 | 0.27333 | 45.9495 | 0.87762 | 46.8271 | WIDTH40_LENGTH60_HIGHT12_ORIENTATION135_WINDOWSRATIO30%_SKYLIGHTRATIO20%_3Dview.png | WIDTH40_LENGTH60_HIGHT12_ORIENTATION135_WINDOWSRATIO30%_SKYLIGHTRATIO20%.json
50 | 30 | 12 | 315 | 30% | 10% | 4500 | 8 | 28 | 1.0933 | 0.27333 | 45.7819 | 0.98047 | 46.7623 | WIDTH50_LENGTH60_HIGHT12_ORIENTATION135_WINDOWSRATIO30%_SKYLIGHTRATIO20%_3Dview.png | WIDTH50_LENGTH60_HIGHT12_ORIENTATION135_WINDOWSRATIO30%_SKYLIGHTRATIO20%.json
30 | 50 | 12 | 315 | 30% | 10% | 4500 | 28 | 8 | 1.0933 | 0.27333 | 45.778 | 0.989 | 46.767 | WIDTH60_LENGTH60_HIGHT12_ORIENTATION135_WINDOWSRATIO30%_SKYLIGHTRATIO20%_3Dview.png | WIDTH60_LENGTH60_HIGHT12_ORIENTATION135_WINDOWSRATIO30%_SKYLIGHTRATIO20%.json
50 | 30 | 12 | 0 | 40% | 10% | 4500 | 8 | 28 | 1.0933 | 0.27333 | 46.5765 | 0.71744 | 47.294 | WIDTH30_LENGTH30_HIGHT16_ORIENTATION135_WINDOWSRATIO30%_SKYLIGHTRATIO20%_3Dview.png | WIDTH30_LENGTH30_HIGHT16_ORIENTATION135_WINDOWSRATIO30%_SKYLIGHTRATIO20%.json
30 | 50 | 12 | 0 | 40% | 10% | 4500 | 28 | 8 | 1.0933 | 0.27333 | 46.4566 | 0.7966 | 47.2532 | WIDTH40_LENGTH30_HIGHT16_ORIENTATION135_WINDOWSRATIO30%_SKYLIGHTRATIO20%_3Dview.png | WIDTH40_LENGTH30_HIGHT16_ORIENTATION135_WINDOWSRATIO30%_SKYLIGHTRATIO20%.json
50 | 30 | 12 | 45 | 40% | 10% | 4500 | 8 | 28 | 1.0933 | 0.27333 | 46.3715 | 0.82953 | 47.201 | WIDTH50_LENGTH30_HIGHT16_ORIENTATION135_WINDOWSRATIO30%_SKYLIGHTRATIO20%_3Dview.png | WIDTH50_LENGTH30_HIGHT16_ORIENTATION135_WINDOWSRATIO30%_SKYLIGHTRATIO20%.json
30 | 50 | 12 | 45 | 40% | 10% | 4500 | 28 | 8 | 1.0933 | 0.27333 | 46.3902 | 0.82099 | 47.2112 | WIDTH60_LENGTH30_HIGHT16_ORIENTATION135_WINDOWSRATIO30%_SKYLIGHTRATIO20%_3Dview.png | WIDTH60_LENGTH30_HIGHT16_ORIENTATION135_WINDOWSRATIO30%_SKYLIGHTRATIO20%.json
50 | 30 | 12 | 90 | 40% | 10% | 4500 | 8 | 28 | 1.0933 | 0.27333 | 46.4567 | 0.79624 | 47.2529 | WIDTH30_LENGTH40_HIGHT16_ORIENTATION135_WINDOWSRATIO30%_SKYLIGHTRATIO20%_3Dview.png | WIDTH30_LENGTH40_HIGHT16_ORIENTATION135_WINDOWSRATIO30%_SKYLIGHTRATIO20%.json
30 | 50 | 12 | 90 | 40% | 10% | 4500 | 28 | 8 | 1.0933 | 0.27333 | 46.5763 | 0.71748 | 47.2938 | WIDTH40_LENGTH40_HIGHT16_ORIENTATION135_WINDOWSRATIO30%_SKYLIGHTRATIO20%_3Dview.png | WIDTH40_LENGTH40_HIGHT16_ORIENTATION135_WINDOWSRATIO30%_SKYLIGHTRATIO20%.json
50 | 30 | 12 | 135 | 40% | 10% | 4500 | 8 | 28 | 1.0933 | 0.27333 | 46.3888 | 0.82163 | 47.2104 | WIDTH50_LENGTH40_HIGHT16_ORIENTATION135_WINDOWSRATIO30%_SKYLIGHTRATIO20%_3Dview.png | WIDTH50_LENGTH40_HIGHT16_ORIENTATION135_WINDOWSRATIO30%_SKYLIGHTRATIO20%.json
30 | 50 | 12 | 135 | 40% | 10% | 4500 | 28 | 8 | 1.0933 | 0.27333 | 46.3702 | 0.83026 | 47.2004 | WIDTH60_LENGTH40_HIGHT16_ORIENTATION135_WINDOWSRATIO30%_SKYLIGHTRATIO20%_3Dview.png | WIDTH60_LENGTH40_HIGHT16_ORIENTATION135_WINDOWSRATIO30%_SKYLIGHTRATIO20%.json
50 | 30 | 12 | 180 | 40% | 10% | 4500 | 8 | 28 | 1.0933 | 0.27333 | 46.5765 | 0.71744 | 47.294 | WIDTH30_LENGTH50_HIGHT16_ORIENTATION135_WINDOWSRATIO30%_SKYLIGHTRATIO20%_3Dview.png | WIDTH30_LENGTH50_HIGHT16_ORIENTATION135_WINDOWSRATIO30%_SKYLIGHTRATIO20%.json
30 | 50 | 12 | 180 | 40% | 10% | 4500 | 28 | 8 | 1.0933 | 0.27333 | 46.4566 | 0.7966 | 47.2532 | WIDTH40_LENGTH50_HIGHT16_ORIENTATION135_WINDOWSRATIO30%_SKYLIGHTRATIO20%_3Dview.png | WIDTH40_LENGTH50_HIGHT16_ORIENTATION135_WINDOWSRATIO30%_SKYLIGHTRATIO20%.json
50 | 30 | 12 | 225 | 40% | 10% | 4500 | 8 | 28 | 1.0933 | 0.27333 | 46.368 | 0.83088 | 47.1988 | WIDTH50_LENGTH50_HIGHT16_ORIENTATION135_WINDOWSRATIO30%_SKYLIGHTRATIO20%_3Dview.png | WIDTH50_LENGTH50_HIGHT16_ORIENTATION135_WINDOWSRATIO30%_SKYLIGHTRATIO20%.json
30 | 50 | 12 | 225 | 40% | 10% | 4500 | 28 | 8 | 1.0933 | 0.27333 | 46.3899 | 0.82125 | 47.2111 | WIDTH60_LENGTH50_HIGHT16_ORIENTATION135_WINDOWSRATIO30%_SKYLIGHTRATIO20%_3Dview.png | WIDTH60_LENGTH50_HIGHT16_ORIENTATION135_WINDOWSRATIO30%_SKYLIGHTRATIO20%.json
50 | 30 | 12 | 270 | 40% | 10% | 4500 | 8 | 28 | 1.0933 | 0.27333 | 46.4567 | 0.79624 | 47.2529 | WIDTH30_LENGTH60_HIGHT16_ORIENTATION135_WINDOWSRATIO30%_SKYLIGHTRATIO20%_3Dview.png | WIDTH30_LENGTH60_HIGHT16_ORIENTATION135_WINDOWSRATIO30%_SKYLIGHTRATIO20%.json
30 | 50 | 12 | 270 | 40% | 10% | 4500 | 28 | 8 | 1.0933 | 0.27333 | 46.5763 | 0.71748 | 47.2938 | WIDTH40_LENGTH60_HIGHT16_ORIENTATION135_WINDOWSRATIO30%_SKYLIGHTRATIO20%_3Dview.png | WIDTH40_LENGTH60_HIGHT16_ORIENTATION135_WINDOWSRATIO30%_SKYLIGHTRATIO20%.json
50 | 30 | 12 | 315 | 40% | 10% | 4500 | 8 | 28 | 1.0933 | 0.27333 | 46.3903 | 0.82075 | 47.211 | WIDTH50_LENGTH60_HIGHT16_ORIENTATION135_WINDOWSRATIO30%_SKYLIGHTRATIO20%_3Dview.png | WIDTH50_LENGTH60_HIGHT16_ORIENTATION135_WINDOWSRATIO30%_SKYLIGHTRATIO20%.json
30 | 50 | 12 | 315 | 40% | 10% | 4500 | 28 | 8 | 1.0933 | 0.27333 | 46.3702 | 0.83007 | 47.2003 | WIDTH60_LENGTH60_HIGHT16_ORIENTATION135_WINDOWSRATIO30%_SKYLIGHTRATIO20%_3Dview.png | WIDTH60_LENGTH60_HIGHT16_ORIENTATION135_WINDOWSRATIO30%_SKYLIGHTRATIO20%.json
50 | 30 | 12 | 0 | 10% | 20% | 4500 | 8 | 28 | 1.0933 | 0.27333 | 44.2805 | 1.286 | 45.5666 | WIDTH30_LENGTH30_HIGHT8_ORIENTATION180_WINDOWSRATIO30%_SKYLIGHTRATIO20%_3Dview.png | WIDTH30_LENGTH30_HIGHT8_ORIENTATION180_WINDOWSRATIO30%_SKYLIGHTRATIO20%.json
30 | 50 | 12 | 0 | 10% | 20% | 4500 | 28 | 8 | 1.0933 | 0.27333 | 44.2704 | 1.3367 | 45.6072 | WIDTH40_LENGTH30_HIGHT8_ORIENTATION180_WINDOWSRATIO30%_SKYLIGHTRATIO20%_3Dview.png | WIDTH40_LENGTH30_HIGHT8_ORIENTATION180_WINDOWSRATIO30%_SKYLIGHTRATIO20%.json
50 | 30 | 12 | 45 | 10% | 20% | 4500 | 8 | 28 | 1.0933 | 0.27333 | 44.1706 | 1.3691 | 45.5397 | WIDTH50_LENGTH30_HIGHT8_ORIENTATION180_WINDOWSRATIO30%_SKYLIGHTRATIO20%_3Dview.png | WIDTH50_LENGTH30_HIGHT8_ORIENTATION180_WINDOWSRATIO30%_SKYLIGHTRATIO20%.json
30 | 50 | 12 | 45 | 10% | 20% | 4500 | 28 | 8 | 1.0933 | 0.27333 | 44.1621 | 1.3627 | 45.5248 | WIDTH60_LENGTH30_HIGHT8_ORIENTATION180_WINDOWSRATIO30%_SKYLIGHTRATIO20%_3Dview.png | WIDTH60_LENGTH30_HIGHT8_ORIENTATION180_WINDOWSRATIO30%_SKYLIGHTRATIO20%.json
50 | 30 | 12 | 90 | 10% | 20% | 4500 | 8 | 28 | 1.0933 | 0.27333 | 44.271 | 1.336 | 45.6071 | WIDTH30_LENGTH40_HIGHT8_ORIENTATION180_WINDOWSRATIO30%_SKYLIGHTRATIO20%_3Dview.png | WIDTH30_LENGTH40_HIGHT8_ORIENTATION180_WINDOWSRATIO30%_SKYLIGHTRATIO20%.json
30 | 50 | 12 | 90 | 10% | 20% | 4500 | 28 | 8 | 1.0933 | 0.27333 | 44.2781 | 1.2861 | 45.5642 | WIDTH40_LENGTH40_HIGHT8_ORIENTATION180_WINDOWSRATIO30%_SKYLIGHTRATIO20%_3Dview.png | WIDTH40_LENGTH40_HIGHT8_ORIENTATION180_WINDOWSRATIO30%_SKYLIGHTRATIO20%.json
50 | 30 | 12 | 135 | 10% | 20% | 4500 | 8 | 28 | 1.0933 | 0.27333 | 44.1546 | 1.3646 | 45.5193 | WIDTH50_LENGTH40_HIGHT8_ORIENTATION180_WINDOWSRATIO30%_SKYLIGHTRATIO20%_3Dview.png | WIDTH50_LENGTH40_HIGHT8_ORIENTATION180_WINDOWSRATIO30%_SKYLIGHTRATIO20%.json
30 | 50 | 12 | 135 | 10% | 20% | 4500 | 28 | 8 | 1.0933 | 0.27333 | 44.1573 | 1.3733 | 45.5305 | WIDTH60_LENGTH40_HIGHT8_ORIENTATION180_WINDOWSRATIO30%_SKYLIGHTRATIO20%_3Dview.png | WIDTH60_LENGTH40_HIGHT8_ORIENTATION180_WINDOWSRATIO30%_SKYLIGHTRATIO20%.json
50 | 30 | 12 | 180 | 10% | 20% | 4500 | 8 | 28 | 1.0933 | 0.27333 | 44.2805 | 1.286 | 45.5666 | WIDTH30_LENGTH50_HIGHT8_ORIENTATION180_WINDOWSRATIO30%_SKYLIGHTRATIO20%_3Dview.png | WIDTH30_LENGTH50_HIGHT8_ORIENTATION180_WINDOWSRATIO30%_SKYLIGHTRATIO20%.json
30 | 50 | 12 | 180 | 10% | 20% | 4500 | 28 | 8 | 1.0933 | 0.27333 | 44.2704 | 1.3367 | 45.6072 | WIDTH40_LENGTH50_HIGHT8_ORIENTATION180_WINDOWSRATIO30%_SKYLIGHTRATIO20%_3Dview.png | WIDTH40_LENGTH50_HIGHT8_ORIENTATION180_WINDOWSRATIO30%_SKYLIGHTRATIO20%.json
50 | 30 | 12 | 225 | 10% | 20% | 4500 | 8 | 28 | 1.0933 | 0.27333 | 44.1706 | 1.3691 | 45.5397 | WIDTH50_LENGTH50_HIGHT8_ORIENTATION180_WINDOWSRATIO30%_SKYLIGHTRATIO20%_3Dview.png | WIDTH50_LENGTH50_HIGHT8_ORIENTATION180_WINDOWSRATIO30%_SKYLIGHTRATIO20%.json
30 | 50 | 12 | 225 | 10% | 20% | 4500 | 28 | 8 | 1.0933 | 0.27333 | 44.164 | 1.3622 | 45.5262 | WIDTH60_LENGTH50_HIGHT8_ORIENTATION180_WINDOWSRATIO30%_SKYLIGHTRATIO20%_3Dview.png | WIDTH60_LENGTH50_HIGHT8_ORIENTATION180_WINDOWSRATIO30%_SKYLIGHTRATIO20%.json
50 | 30 | 12 | 270 | 10% | 20% | 4500 | 8 | 28 | 1.0933 | 0.27333 | 44.271 | 1.336 | 45.6071 | WIDTH30_LENGTH60_HIGHT8_ORIENTATION180_WINDOWSRATIO30%_SKYLIGHTRATIO20%_3Dview.png | WIDTH30_LENGTH60_HIGHT8_ORIENTATION180_WINDOWSRATIO30%_SKYLIGHTRATIO20%.json
30 | 50 | 12 | 270 | 10% | 20% | 4500 | 28 | 8 | 1.0933 | 0.27333 | 44.2781 | 1.2861 | 45.5642 | WIDTH40_LENGTH60_HIGHT8_ORIENTATION180_WINDOWSRATIO30%_SKYLIGHTRATIO20%_3Dview.png | WIDTH40_LENGTH60_HIGHT8_ORIENTATION180_WINDOWSRATIO30%_SKYLIGHTRATIO20%.json
50 | 30 | 12 | 315 | 10% | 20% | 4500 | 8 | 28 | 1.0933 | 0.27333 | 44.167 | 1.3608 | 45.5278 | WIDTH50_LENGTH60_HIGHT8_ORIENTATION180_WINDOWSRATIO30%_SKYLIGHTRATIO20%_3Dview.png | WIDTH50_LENGTH60_HIGHT8_ORIENTATION180_WINDOWSRATIO30%_SKYLIGHTRATIO20%.json
30 | 50 | 12 | 315 | 10% | 20% | 4500 | 28 | 8 | 1.0933 | 0.27333 | 44.1626 | 1.3712 | 45.5339 | WIDTH60_LENGTH60_HIGHT8_ORIENTATION180_WINDOWSRATIO30%_SKYLIGHTRATIO20%_3Dview.png | WIDTH60_LENGTH60_HIGHT8_ORIENTATION180_WINDOWSRATIO30%_SKYLIGHTRATIO20%.json
50 | 30 | 12 | 0 | 20% | 20% | 4500 | 8 | 28 | 1.0933 | 0.27333 | 45.3173 | 1.0355 | 46.3528 | WIDTH30_LENGTH30_HIGHT12_ORIENTATION180_WINDOWSRATIO30%_SKYLIGHTRATIO20%_3Dview.png | WIDTH30_LENGTH30_HIGHT12_ORIENTATION180_WINDOWSRATIO30%_SKYLIGHTRATIO20%.json
30 | 50 | 12 | 0 | 20% | 20% | 4500 | 28 | 8 | 1.0933 | 0.27333 | 45.2795 | 1.1023 | 46.3818 | WIDTH40_LENGTH30_HIGHT12_ORIENTATION180_WINDOWSRATIO30%_SKYLIGHTRATIO20%_3Dview.png | WIDTH40_LENGTH30_HIGHT12_ORIENTATION180_WINDOWSRATIO30%_SKYLIGHTRATIO20%.json
50 | 30 | 12 | 45 | 20% | 20% | 4500 | 8 | 28 | 1.0933 | 0.27333 | 45.1811 | 1.1348 | 46.3159 | WIDTH50_LENGTH30_HIGHT12_ORIENTATION180_WINDOWSRATIO30%_SKYLIGHTRATIO20%_3Dview.png | WIDTH50_LENGTH30_HIGHT12_ORIENTATION180_WINDOWSRATIO30%_SKYLIGHTRATIO20%.json
30 | 50 | 12 | 45 | 20% | 20% | 4500 | 28 | 8 | 1.0933 | 0.27333 | 45.1738 | 1.1291 | 46.3029 | WIDTH60_LENGTH30_HIGHT12_ORIENTATION180_WINDOWSRATIO30%_SKYLIGHTRATIO20%_3Dview.png | WIDTH60_LENGTH30_HIGHT12_ORIENTATION180_WINDOWSRATIO30%_SKYLIGHTRATIO20%.json
50 | 30 | 12 | 90 | 20% | 20% | 4500 | 8 | 28 | 1.0933 | 0.27333 | 45.2802 | 1.1016 | 46.3819 | WIDTH30_LENGTH40_HIGHT12_ORIENTATION180_WINDOWSRATIO30%_SKYLIGHTRATIO20%_3Dview.png | WIDTH30_LENGTH40_HIGHT12_ORIENTATION180_WINDOWSRATIO30%_SKYLIGHTRATIO20%.json
30 | 50 | 12 | 90 | 20% | 20% | 4500 | 28 | 8 | 1.0933 | 0.27333 | 45.317 | 1.0356 | 46.3526 | WIDTH40_LENGTH40_HIGHT12_ORIENTATION180_WINDOWSRATIO30%_SKYLIGHTRATIO20%_3Dview.png | WIDTH40_LENGTH40_HIGHT12_ORIENTATION180_WINDOWSRATIO30%_SKYLIGHTRATIO20%.json
50 | 30 | 12 | 135 | 20% | 20% | 4500 | 8 | 28 | 1.0933 | 0.27333 | 45.1663 | 1.1308 | 46.2971 | WIDTH50_LENGTH40_HIGHT12_ORIENTATION180_WINDOWSRATIO30%_SKYLIGHTRATIO20%_3Dview.png | WIDTH50_LENGTH40_HIGHT12_ORIENTATION180_WINDOWSRATIO30%_SKYLIGHTRATIO20%.json
30 | 50 | 12 | 135 | 20% | 20% | 4500 | 28 | 8 | 1.0933 | 0.27333 | 45.1706 | 1.1382 | 46.3088 | WIDTH60_LENGTH40_HIGHT12_ORIENTATION180_WINDOWSRATIO30%_SKYLIGHTRATIO20%_3Dview.png | WIDTH60_LENGTH40_HIGHT12_ORIENTATION180_WINDOWSRATIO30%_SKYLIGHTRATIO20%.json
50 | 30 | 12 | 180 | 20% | 20% | 4500 | 8 | 28 | 1.0933 | 0.27333 | 45.3173 | 1.0355 | 46.3528 | WIDTH30_LENGTH50_HIGHT12_ORIENTATION180_WINDOWSRATIO30%_SKYLIGHTRATIO20%_3Dview.png | WIDTH30_LENGTH50_HIGHT12_ORIENTATION180_WINDOWSRATIO30%_SKYLIGHTRATIO20%.json
30 | 50 | 12 | 180 | 20% | 20% | 4500 | 28 | 8 | 1.0933 | 0.27333 | 45.2795 | 1.1023 | 46.3818 | WIDTH40_LENGTH50_HIGHT12_ORIENTATION180_WINDOWSRATIO30%_SKYLIGHTRATIO20%_3Dview.png | WIDTH40_LENGTH50_HIGHT12_ORIENTATION180_WINDOWSRATIO30%_SKYLIGHTRATIO20%.json
50 | 30 | 12 | 225 | 20% | 20% | 4500 | 8 | 28 | 1.0933 | 0.27333 | 45.1811 | 1.1348 | 46.3159 | WIDTH50_LENGTH50_HIGHT12_ORIENTATION180_WINDOWSRATIO30%_SKYLIGHTRATIO20%_3Dview.png | WIDTH50_LENGTH50_HIGHT12_ORIENTATION180_WINDOWSRATIO30%_SKYLIGHTRATIO20%.json
30 | 50 | 12 | 225 | 20% | 20% | 4500 | 28 | 8 | 1.0933 | 0.27333 | 45.1753 | 1.1287 | 46.304 | WIDTH60_LENGTH50_HIGHT12_ORIENTATION180_WINDOWSRATIO30%_SKYLIGHTRATIO20%_3Dview.png | WIDTH60_LENGTH50_HIGHT12_ORIENTATION180_WINDOWSRATIO30%_SKYLIGHTRATIO20%.json
50 | 30 | 12 | 270 | 20% | 20% | 4500 | 8 | 28 | 1.0933 | 0.27333 | 45.2802 | 1.1016 | 46.3819 | WIDTH30_LENGTH60_HIGHT12_ORIENTATION180_WINDOWSRATIO30%_SKYLIGHTRATIO20%_3Dview.png | WIDTH30_LENGTH60_HIGHT12_ORIENTATION180_WINDOWSRATIO30%_SKYLIGHTRATIO20%.json
30 | 50 | 12 | 270 | 20% | 20% | 4500 | 28 | 8 | 1.0933 | 0.27333 | 45.317 | 1.0356 | 46.3526 | WIDTH40_LENGTH60_HIGHT12_ORIENTATION180_WINDOWSRATIO30%_SKYLIGHTRATIO20%_3Dview.png | WIDTH40_LENGTH60_HIGHT12_ORIENTATION180_WINDOWSRATIO30%_SKYLIGHTRATIO20%.json
50 | 30 | 12 | 315 | 20% | 20% | 4500 | 8 | 28 | 1.0933 | 0.27333 | 45.1771 | 1.1281 | 46.3053 | WIDTH50_LENGTH60_HIGHT12_ORIENTATION180_WINDOWSRATIO30%_SKYLIGHTRATIO20%_3Dview.png | WIDTH50_LENGTH60_HIGHT12_ORIENTATION180_WINDOWSRATIO30%_SKYLIGHTRATIO20%.json
30 | 50 | 12 | 315 | 20% | 20% | 4500 | 28 | 8 | 1.0933 | 0.27333 | 45.1753 | 1.1367 | 46.3119 | WIDTH60_LENGTH60_HIGHT12_ORIENTATION180_WINDOWSRATIO30%_SKYLIGHTRATIO20%_3Dview.png | WIDTH60_LENGTH60_HIGHT12_ORIENTATION180_WINDOWSRATIO30%_SKYLIGHTRATIO20%.json
50 | 30 | 12 | 0 | 30% | 20% | 4500 | 8 | 28 | 1.0933 | 0.27333 | 46.1058 | 0.83567 | 46.9414 | WIDTH30_LENGTH30_HIGHT16_ORIENTATION180_WINDOWSRATIO30%_SKYLIGHTRATIO20%_3Dview.png | WIDTH30_LENGTH30_HIGHT16_ORIENTATION180_WINDOWSRATIO30%_SKYLIGHTRATIO20%.json
30 | 50 | 12 | 0 | 30% | 20% | 4500 | 28 | 8 | 1.0933 | 0.27333 | 46.0317 | 0.91356 | 46.9453 | WIDTH40_LENGTH30_HIGHT16_ORIENTATION180_WINDOWSRATIO30%_SKYLIGHTRATIO20%_3Dview.png | WIDTH40_LENGTH30_HIGHT16_ORIENTATION180_WINDOWSRATIO30%_SKYLIGHTRATIO20%.json
50 | 30 | 12 | 45 | 30% | 20% | 4500 | 8 | 28 | 1.0933 | 0.27333 | 45.9389 | 0.94553 | 46.8844 | WIDTH50_LENGTH30_HIGHT16_ORIENTATION180_WINDOWSRATIO30%_SKYLIGHTRATIO20%_3Dview.png | WIDTH50_LENGTH30_HIGHT16_ORIENTATION180_WINDOWSRATIO30%_SKYLIGHTRATIO20%.json
30 | 50 | 12 | 45 | 30% | 20% | 4500 | 28 | 8 | 1.0933 | 0.27333 | 45.9377 | 0.94093 | 46.8786 | WIDTH60_LENGTH30_HIGHT16_ORIENTATION180_WINDOWSRATIO30%_SKYLIGHTRATIO20%_3Dview.png | WIDTH60_LENGTH30_HIGHT16_ORIENTATION180_WINDOWSRATIO30%_SKYLIGHTRATIO20%.json
50 | 30 | 12 | 90 | 30% | 20% | 4500 | 8 | 28 | 1.0933 | 0.27333 | 46.0323 | 0.91357 | 46.9459 | WIDTH30_LENGTH40_HIGHT16_ORIENTATION180_WINDOWSRATIO30%_SKYLIGHTRATIO20%_3Dview.png | WIDTH30_LENGTH40_HIGHT16_ORIENTATION180_WINDOWSRATIO30%_SKYLIGHTRATIO20%.json
30 | 50 | 12 | 90 | 30% | 20% | 4500 | 28 | 8 | 1.0933 | 0.27333 | 46.1055 | 0.8357 | 46.9412 | WIDTH40_LENGTH40_HIGHT16_ORIENTATION180_WINDOWSRATIO30%_SKYLIGHTRATIO20%_3Dview.png | WIDTH40_LENGTH40_HIGHT16_ORIENTATION180_WINDOWSRATIO30%_SKYLIGHTRATIO20%.json
50 | 30 | 12 | 135 | 30% | 20% | 4500 | 8 | 28 | 1.0933 | 0.27333 | 45.9332 | 0.94238 | 46.8756 | WIDTH50_LENGTH40_HIGHT16_ORIENTATION180_WINDOWSRATIO30%_SKYLIGHTRATIO20%_3Dview.png | WIDTH50_LENGTH40_HIGHT16_ORIENTATION180_WINDOWSRATIO30%_SKYLIGHTRATIO20%.json
30 | 50 | 12 | 135 | 30% | 20% | 4500 | 28 | 8 | 1.0933 | 0.27333 | 45.9304 | 0.94875 | 46.8792 | WIDTH60_LENGTH40_HIGHT16_ORIENTATION180_WINDOWSRATIO30%_SKYLIGHTRATIO20%_3Dview.png | WIDTH60_LENGTH40_HIGHT16_ORIENTATION180_WINDOWSRATIO30%_SKYLIGHTRATIO20%.json
50 | 30 | 12 | 180 | 30% | 20% | 4500 | 8 | 28 | 1.0933 | 0.27333 | 46.1058 | 0.83567 | 46.9414 | WIDTH30_LENGTH50_HIGHT16_ORIENTATION180_WINDOWSRATIO30%_SKYLIGHTRATIO20%_3Dview.png | WIDTH30_LENGTH50_HIGHT16_ORIENTATION180_WINDOWSRATIO30%_SKYLIGHTRATIO20%.json
30 | 50 | 12 | 180 | 30% | 20% | 4500 | 28 | 8 | 1.0933 | 0.27333 | 46.0317 | 0.91356 | 46.9453 | WIDTH40_LENGTH50_HIGHT16_ORIENTATION180_WINDOWSRATIO30%_SKYLIGHTRATIO20%_3Dview.png | WIDTH40_LENGTH50_HIGHT16_ORIENTATION180_WINDOWSRATIO30%_SKYLIGHTRATIO20%.json
50 | 30 | 12 | 225 | 30% | 20% | 4500 | 8 | 28 | 1.0933 | 0.27333 | 45.9389 | 0.94553 | 46.8844 | WIDTH50_LENGTH50_HIGHT16_ORIENTATION180_WINDOWSRATIO30%_SKYLIGHTRATIO20%_3Dview.png | WIDTH50_LENGTH50_HIGHT16_ORIENTATION180_WINDOWSRATIO30%_SKYLIGHTRATIO20%.json
30 | 50 | 12 | 225 | 30% | 20% | 4500 | 28 | 8 | 1.0933 | 0.27333 | 45.939 | 0.94056 | 46.8795 | WIDTH60_LENGTH50_HIGHT16_ORIENTATION180_WINDOWSRATIO30%_SKYLIGHTRATIO20%_3Dview.png | WIDTH60_LENGTH50_HIGHT16_ORIENTATION180_WINDOWSRATIO30%_SKYLIGHTRATIO20%.json
50 | 30 | 12 | 270 | 30% | 20% | 4500 | 8 | 28 | 1.0933 | 0.27333 | 46.0323 | 0.91357 | 46.9459 | WIDTH30_LENGTH60_HIGHT16_ORIENTATION180_WINDOWSRATIO30%_SKYLIGHTRATIO20%_3Dview.png | WIDTH30_LENGTH60_HIGHT16_ORIENTATION180_WINDOWSRATIO30%_SKYLIGHTRATIO20%.json
30 | 50 | 12 | 270 | 30% | 20% | 4500 | 28 | 8 | 1.0933 | 0.27333 | 46.1055 | 0.8357 | 46.9412 | WIDTH40_LENGTH60_HIGHT16_ORIENTATION180_WINDOWSRATIO30%_SKYLIGHTRATIO20%_3Dview.png | WIDTH40_LENGTH60_HIGHT16_ORIENTATION180_WINDOWSRATIO30%_SKYLIGHTRATIO20%.json
50 | 30 | 12 | 315 | 30% | 20% | 4500 | 8 | 28 | 1.0933 | 0.27333 | 45.9406 | 0.93946 | 46.8801 | WIDTH50_LENGTH60_HIGHT16_ORIENTATION180_WINDOWSRATIO30%_SKYLIGHTRATIO20%_3Dview.png | WIDTH50_LENGTH60_HIGHT16_ORIENTATION180_WINDOWSRATIO30%_SKYLIGHTRATIO20%.json
30 | 50 | 12 | 315 | 30% | 20% | 4500 | 28 | 8 | 1.0933 | 0.27333 | 45.9338 | 0.94719 | 46.881 | WIDTH60_LENGTH60_HIGHT16_ORIENTATION180_WINDOWSRATIO30%_SKYLIGHTRATIO20%_3Dview.png | WIDTH60_LENGTH60_HIGHT16_ORIENTATION180_WINDOWSRATIO30%_SKYLIGHTRATIO20%.json
50 | 30 | 12 | 0 | 40% | 20% | 4500 | 8 | 28 | 1.0933 | 0.27333 | 46.7009 | 0.6851 | 47.386 | WIDTH30_LENGTH30_HIGHT8_ORIENTATION225_WINDOWSRATIO30%_SKYLIGHTRATIO20%_3Dview.png | WIDTH30_LENGTH30_HIGHT8_ORIENTATION225_WINDOWSRATIO30%_SKYLIGHTRATIO20%.json
30 | 50 | 12 | 0 | 40% | 20% | 4500 | 28 | 8 | 1.0933 | 0.27333 | 46.579 | 0.76094 | 47.3399 | WIDTH40_LENGTH30_HIGHT8_ORIENTATION225_WINDOWSRATIO30%_SKYLIGHTRATIO20%_3Dview.png | WIDTH40_LENGTH30_HIGHT8_ORIENTATION225_WINDOWSRATIO30%_SKYLIGHTRATIO20%.json
50 | 30 | 12 | 45 | 40% | 20% | 4500 | 8 | 28 | 1.0933 | 0.27333 | 46.4996 | 0.79282 | 47.2924 | WIDTH50_LENGTH30_HIGHT8_ORIENTATION225_WINDOWSRATIO30%_SKYLIGHTRATIO20%_3Dview.png | WIDTH50_LENGTH30_HIGHT8_ORIENTATION225_WINDOWSRATIO30%_SKYLIGHTRATIO20%.json
30 | 50 | 12 | 45 | 40% | 20% | 4500 | 28 | 8 | 1.0933 | 0.27333 | 46.5155 | 0.78658 | 47.3021 | WIDTH60_LENGTH30_HIGHT8_ORIENTATION225_WINDOWSRATIO30%_SKYLIGHTRATIO20%_3Dview.png | WIDTH60_LENGTH30_HIGHT8_ORIENTATION225_WINDOWSRATIO30%_SKYLIGHTRATIO20%.json
50 | 30 | 12 | 90 | 40% | 20% | 4500 | 8 | 28 | 1.0933 | 0.27333 | 46.5797 | 0.7604 | 47.3401 | WIDTH30_LENGTH40_HIGHT8_ORIENTATION225_WINDOWSRATIO30%_SKYLIGHTRATIO20%_3Dview.png | WIDTH30_LENGTH40_HIGHT8_ORIENTATION225_WINDOWSRATIO30%_SKYLIGHTRATIO20%.json
30 | 50 | 12 | 90 | 40% | 20% | 4500 | 28 | 8 | 1.0933 | 0.27333 | 46.7005 | 0.68517 | 47.3857 | WIDTH40_LENGTH40_HIGHT8_ORIENTATION225_WINDOWSRATIO30%_SKYLIGHTRATIO20%_3Dview.png | WIDTH40_LENGTH40_HIGHT8_ORIENTATION225_WINDOWSRATIO30%_SKYLIGHTRATIO20%.json
50 | 30 | 12 | 135 | 40% | 20% | 4500 | 8 | 28 | 1.0933 | 0.27333 | 46.5114 | 0.78795 | 47.2994 | WIDTH50_LENGTH40_HIGHT8_ORIENTATION225_WINDOWSRATIO30%_SKYLIGHTRATIO20%_3Dview.png | WIDTH50_LENGTH40_HIGHT8_ORIENTATION225_WINDOWSRATIO30%_SKYLIGHTRATIO20%.json
30 | 50 | 12 | 135 | 40% | 20% | 4500 | 28 | 8 | 1.0933 | 0.27333 | 46.4913 | 0.79506 | 47.2864 | WIDTH60_LENGTH40_HIGHT8_ORIENTATION225_WINDOWSRATIO30%_SKYLIGHTRATIO20%_3Dview.png | WIDTH60_LENGTH40_HIGHT8_ORIENTATION225_WINDOWSRATIO30%_SKYLIGHTRATIO20%.json
50 | 30 | 12 | 180 | 40% | 20% | 4500 | 8 | 28 | 1.0933 | 0.27333 | 46.7009 | 0.6851 | 47.386 | WIDTH30_LENGTH50_HIGHT8_ORIENTATION225_WINDOWSRATIO30%_SKYLIGHTRATIO20%_3Dview.png | WIDTH30_LENGTH50_HIGHT8_ORIENTATION225_WINDOWSRATIO30%_SKYLIGHTRATIO20%.json
30 | 50 | 12 | 180 | 40% | 20% | 4500 | 28 | 8 | 1.0933 | 0.27333 | 46.579 | 0.76094 | 47.3399 | WIDTH40_LENGTH50_HIGHT8_ORIENTATION225_WINDOWSRATIO30%_SKYLIGHTRATIO20%_3Dview.png | WIDTH40_LENGTH50_HIGHT8_ORIENTATION225_WINDOWSRATIO30%_SKYLIGHTRATIO20%.json
50 | 30 | 12 | 225 | 40% | 20% | 4500 | 8 | 28 | 1.0933 | 0.27333 | 46.4996 | 0.79282 | 47.2924 | WIDTH50_LENGTH50_HIGHT8_ORIENTATION225_WINDOWSRATIO30%_SKYLIGHTRATIO20%_3Dview.png | WIDTH50_LENGTH50_HIGHT8_ORIENTATION225_WINDOWSRATIO30%_SKYLIGHTRATIO20%.json
30 | 50 | 12 | 225 | 40% | 20% | 4500 | 28 | 8 | 1.0933 | 0.27333 | 46.5167 | 0.78623 | 47.3029 | WIDTH60_LENGTH50_HIGHT8_ORIENTATION225_WINDOWSRATIO30%_SKYLIGHTRATIO20%_3Dview.png | WIDTH60_LENGTH50_HIGHT8_ORIENTATION225_WINDOWSRATIO30%_SKYLIGHTRATIO20%.json
50 | 30 | 12 | 270 | 40% | 20% | 4500 | 8 | 28 | 1.0933 | 0.27333 | 46.5797 | 0.7604 | 47.3401 | WIDTH30_LENGTH60_HIGHT8_ORIENTATION225_WINDOWSRATIO30%_SKYLIGHTRATIO20%_3Dview.png | WIDTH30_LENGTH60_HIGHT8_ORIENTATION225_WINDOWSRATIO30%_SKYLIGHTRATIO20%.json
30 | 50 | 12 | 270 | 40% | 20% | 4500 | 28 | 8 | 1.0933 | 0.27333 | 46.7005 | 0.68517 | 47.3857 | WIDTH40_LENGTH60_HIGHT8_ORIENTATION225_WINDOWSRATIO30%_SKYLIGHTRATIO20%_3Dview.png | WIDTH40_LENGTH60_HIGHT8_ORIENTATION225_WINDOWSRATIO30%_SKYLIGHTRATIO20%.json
50 | 30 | 12 | 315 | 40% | 20% | 4500 | 8 | 28 | 1.0933 | 0.27333 | 46.5182 | 0.78524 | 47.3035 | WIDTH50_LENGTH60_HIGHT8_ORIENTATION225_WINDOWSRATIO30%_SKYLIGHTRATIO20%_3Dview.png | WIDTH50_LENGTH60_HIGHT8_ORIENTATION225_WINDOWSRATIO30%_SKYLIGHTRATIO20%.json
30 | 50 | 12 | 315 | 40% | 20% | 4500 | 28 | 8 | 1.0933 | 0.27333 | 46.495 | 0.79428 | 47.2893 | WIDTH60_LENGTH60_HIGHT8_ORIENTATION225_WINDOWSRATIO30%_SKYLIGHTRATIO20%_3Dview.png | WIDTH60_LENGTH60_HIGHT8_ORIENTATION225_WINDOWSRATIO30%_SKYLIGHTRATIO20%.json
50 | 30 | 12 | 0 | 10% | 30% | 4500 | 8 | 28 | 1.0933 | 0.27333 | 45.4809 | 1.2448 | 46.7257 | WIDTH30_LENGTH30_HIGHT12_ORIENTATION225_WINDOWSRATIO30%_SKYLIGHTRATIO20%_3Dview.png | WIDTH30_LENGTH30_HIGHT12_ORIENTATION225_WINDOWSRATIO30%_SKYLIGHTRATIO20%.json
30 | 50 | 12 | 0 | 10% | 30% | 4500 | 28 | 8 | 1.0933 | 0.27333 | 45.4746 | 1.2931 | 46.7678 | WIDTH40_LENGTH30_HIGHT12_ORIENTATION225_WINDOWSRATIO30%_SKYLIGHTRATIO20%_3Dview.png | WIDTH40_LENGTH30_HIGHT12_ORIENTATION225_WINDOWSRATIO30%_SKYLIGHTRATIO20%.json
50 | 30 | 12 | 45 | 10% | 30% | 4500 | 8 | 28 | 1.0933 | 0.27333 | 45.3781 | 1.3246 | 46.7027 | WIDTH50_LENGTH30_HIGHT12_ORIENTATION225_WINDOWSRATIO30%_SKYLIGHTRATIO20%_3Dview.png | WIDTH50_LENGTH30_HIGHT12_ORIENTATION225_WINDOWSRATIO30%_SKYLIGHTRATIO20%.json
30 | 50 | 12 | 45 | 10% | 30% | 4500 | 28 | 8 | 1.0933 | 0.27333 | 45.3632 | 1.3207 | 46.6838 | WIDTH60_LENGTH30_HIGHT12_ORIENTATION225_WINDOWSRATIO30%_SKYLIGHTRATIO20%_3Dview.png | WIDTH60_LENGTH30_HIGHT12_ORIENTATION225_WINDOWSRATIO30%_SKYLIGHTRATIO20%.json
50 | 30 | 12 | 90 | 10% | 30% | 4500 | 8 | 28 | 1.0933 | 0.27333 | 45.4748 | 1.2923 | 46.7671 | WIDTH30_LENGTH40_HIGHT12_ORIENTATION225_WINDOWSRATIO30%_SKYLIGHTRATIO20%_3Dview.png | WIDTH30_LENGTH40_HIGHT12_ORIENTATION225_WINDOWSRATIO30%_SKYLIGHTRATIO20%.json
30 | 50 | 12 | 90 | 10% | 30% | 4500 | 28 | 8 | 1.0933 | 0.27333 | 45.4805 | 1.245 | 46.7256 | WIDTH40_LENGTH40_HIGHT12_ORIENTATION225_WINDOWSRATIO30%_SKYLIGHTRATIO20%_3Dview.png | WIDTH40_LENGTH40_HIGHT12_ORIENTATION225_WINDOWSRATIO30%_SKYLIGHTRATIO20%.json
50 | 30 | 12 | 135 | 10% | 30% | 4500 | 8 | 28 | 1.0933 | 0.27333 | 45.352 | 1.3249 | 46.6769 | WIDTH50_LENGTH40_HIGHT12_ORIENTATION225_WINDOWSRATIO30%_SKYLIGHTRATIO20%_3Dview.png | WIDTH50_LENGTH40_HIGHT12_ORIENTATION225_WINDOWSRATIO30%_SKYLIGHTRATIO20%.json
30 | 50 | 12 | 135 | 10% | 30% | 4500 | 28 | 8 | 1.0933 | 0.27333 | 45.3506 | 1.3337 | 46.6844 | WIDTH60_LENGTH40_HIGHT12_ORIENTATION225_WINDOWSRATIO30%_SKYLIGHTRATIO20%_3Dview.png | WIDTH60_LENGTH40_HIGHT12_ORIENTATION225_WINDOWSRATIO30%_SKYLIGHTRATIO20%.json
50 | 30 | 12 | 180 | 10% | 30% | 4500 | 8 | 28 | 1.0933 | 0.27333 | 45.4809 | 1.2448 | 46.7257 | WIDTH30_LENGTH50_HIGHT12_ORIENTATION225_WINDOWSRATIO30%_SKYLIGHTRATIO20%_3Dview.png | WIDTH30_LENGTH50_HIGHT12_ORIENTATION225_WINDOWSRATIO30%_SKYLIGHTRATIO20%.json
30 | 50 | 12 | 180 | 10% | 30% | 4500 | 28 | 8 | 1.0933 | 0.27333 | 45.4746 | 1.2931 | 46.7678 | WIDTH40_LENGTH50_HIGHT12_ORIENTATION225_WINDOWSRATIO30%_SKYLIGHTRATIO20%_3Dview.png | WIDTH40_LENGTH50_HIGHT12_ORIENTATION225_WINDOWSRATIO30%_SKYLIGHTRATIO20%.json
50 | 30 | 12 | 225 | 10% | 30% | 4500 | 8 | 28 | 1.0933 | 0.27333 | 45.3396 | 1.3346 | 46.6742 | WIDTH50_LENGTH50_HIGHT12_ORIENTATION225_WINDOWSRATIO30%_SKYLIGHTRATIO20%_3Dview.png | WIDTH50_LENGTH50_HIGHT12_ORIENTATION225_WINDOWSRATIO30%_SKYLIGHTRATIO20%.json
30 | 50 | 12 | 225 | 10% | 30% | 4500 | 28 | 8 | 1.0933 | 0.27333 | 45.3693 | 1.319 | 46.6883 | WIDTH60_LENGTH50_HIGHT12_ORIENTATION225_WINDOWSRATIO30%_SKYLIGHTRATIO20%_3Dview.png | WIDTH60_LENGTH50_HIGHT12_ORIENTATION225_WINDOWSRATIO30%_SKYLIGHTRATIO20%.json
50 | 30 | 12 | 270 | 10% | 30% | 4500 | 8 | 28 | 1.0933 | 0.27333 | 45.4748 | 1.2923 | 46.7671 | WIDTH30_LENGTH60_HIGHT12_ORIENTATION225_WINDOWSRATIO30%_SKYLIGHTRATIO20%_3Dview.png | WIDTH30_LENGTH60_HIGHT12_ORIENTATION225_WINDOWSRATIO30%_SKYLIGHTRATIO20%.json
30 | 50 | 12 | 270 | 10% | 30% | 4500 | 28 | 8 | 1.0933 | 0.27333 | 45.4805 | 1.245 | 46.7256 | WIDTH40_LENGTH60_HIGHT12_ORIENTATION225_WINDOWSRATIO30%_SKYLIGHTRATIO20%_3Dview.png | WIDTH40_LENGTH60_HIGHT12_ORIENTATION225_WINDOWSRATIO30%_SKYLIGHTRATIO20%.json
50 | 30 | 12 | 315 | 10% | 30% | 4500 | 8 | 28 | 1.0933 | 0.27333 | 45.3741 | 1.3165 | 46.6906 | WIDTH50_LENGTH60_HIGHT12_ORIENTATION225_WINDOWSRATIO30%_SKYLIGHTRATIO20%_3Dview.png | WIDTH50_LENGTH60_HIGHT12_ORIENTATION225_WINDOWSRATIO30%_SKYLIGHTRATIO20%.json
30 | 50 | 12 | 315 | 10% | 30% | 4500 | 28 | 8 | 1.0933 | 0.27333 | 45.3657 | 1.3293 | 46.695 | WIDTH60_LENGTH60_HIGHT12_ORIENTATION225_WINDOWSRATIO30%_SKYLIGHTRATIO20%_3Dview.png | WIDTH60_LENGTH60_HIGHT12_ORIENTATION225_WINDOWSRATIO30%_SKYLIGHTRATIO20%.json
50 | 30 | 12 | 0 | 20% | 30% | 4500 | 8 | 28 | 1.0933 | 0.27333 | 46.4779 | 0.99993 | 47.4778 | WIDTH30_LENGTH30_HIGHT16_ORIENTATION225_WINDOWSRATIO30%_SKYLIGHTRATIO20%_3Dview.png | WIDTH30_LENGTH30_HIGHT16_ORIENTATION225_WINDOWSRATIO30%_SKYLIGHTRATIO20%.json
30 | 50 | 12 | 0 | 20% | 30% | 4500 | 28 | 8 | 1.0933 | 0.27333 | 46.4357 | 1.0635 | 47.4993 | WIDTH40_LENGTH30_HIGHT16_ORIENTATION225_WINDOWSRATIO30%_SKYLIGHTRATIO20%_3Dview.png | WIDTH40_LENGTH30_HIGHT16_ORIENTATION225_WINDOWSRATIO30%_SKYLIGHTRATIO20%.json
50 | 30 | 12 | 45 | 20% | 30% | 4500 | 8 | 28 | 1.0933 | 0.27333 | 46.3427 | 1.0952 | 47.4379 | WIDTH50_LENGTH30_HIGHT16_ORIENTATION225_WINDOWSRATIO30%_SKYLIGHTRATIO20%_3Dview.png | WIDTH50_LENGTH30_HIGHT16_ORIENTATION225_WINDOWSRATIO30%_SKYLIGHTRATIO20%.json
30 | 50 | 12 | 45 | 20% | 30% | 4500 | 28 | 8 | 1.0933 | 0.27333 | 46.3271 | 1.0922 | 47.4193 | WIDTH60_LENGTH30_HIGHT16_ORIENTATION225_WINDOWSRATIO30%_SKYLIGHTRATIO20%_3Dview.png | WIDTH60_LENGTH30_HIGHT16_ORIENTATION225_WINDOWSRATIO30%_SKYLIGHTRATIO20%.json
50 | 30 | 12 | 90 | 20% | 30% | 4500 | 8 | 28 | 1.0933 | 0.27333 | 46.4367 | 1.0627 | 47.4994 | WIDTH30_LENGTH40_HIGHT16_ORIENTATION225_WINDOWSRATIO30%_SKYLIGHTRATIO20%_3Dview.png | WIDTH30_LENGTH40_HIGHT16_ORIENTATION225_WINDOWSRATIO30%_SKYLIGHTRATIO20%.json
30 | 50 | 12 | 90 | 20% | 30% | 4500 | 28 | 8 | 1.0933 | 0.27333 | 46.4776 | 1 | 47.4776 | WIDTH40_LENGTH40_HIGHT16_ORIENTATION225_WINDOWSRATIO30%_SKYLIGHTRATIO20%_3Dview.png | WIDTH40_LENGTH40_HIGHT16_ORIENTATION225_WINDOWSRATIO30%_SKYLIGHTRATIO20%.json
50 | 30 | 12 | 135 | 20% | 30% | 4500 | 8 | 28 | 1.0933 | 0.27333 | 46.3212 | 1.0949 | 47.4161 | WIDTH50_LENGTH40_HIGHT16_ORIENTATION225_WINDOWSRATIO30%_SKYLIGHTRATIO20%_3Dview.png | WIDTH50_LENGTH40_HIGHT16_ORIENTATION225_WINDOWSRATIO30%_SKYLIGHTRATIO20%.json
30 | 50 | 12 | 135 | 20% | 30% | 4500 | 28 | 8 | 1.0933 | 0.27333 | 46.323 | 1.1022 | 47.4252 | WIDTH60_LENGTH40_HIGHT16_ORIENTATION225_WINDOWSRATIO30%_SKYLIGHTRATIO20%_3Dview.png | WIDTH60_LENGTH40_HIGHT16_ORIENTATION225_WINDOWSRATIO30%_SKYLIGHTRATIO20%.json
50 | 30 | 12 | 180 | 20% | 30% | 4500 | 8 | 28 | 1.0933 | 0.27333 | 46.4779 | 0.99993 | 47.4778 | WIDTH30_LENGTH50_HIGHT16_ORIENTATION225_WINDOWSRATIO30%_SKYLIGHTRATIO20%_3Dview.png | WIDTH30_LENGTH50_HIGHT16_ORIENTATION225_WINDOWSRATIO30%_SKYLIGHTRATIO20%.json
30 | 50 | 12 | 180 | 20% | 30% | 4500 | 28 | 8 | 1.0933 | 0.27333 | 46.4357 | 1.0635 | 47.4993 | WIDTH40_LENGTH50_HIGHT16_ORIENTATION225_WINDOWSRATIO30%_SKYLIGHTRATIO20%_3Dview.png | WIDTH40_LENGTH50_HIGHT16_ORIENTATION225_WINDOWSRATIO30%_SKYLIGHTRATIO20%.json
50 | 30 | 12 | 225 | 20% | 30% | 4500 | 8 | 28 | 1.0933 | 0.27333 | 46.3157 | 1.1042 | 47.4199 | WIDTH50_LENGTH50_HIGHT16_ORIENTATION225_WINDOWSRATIO30%_SKYLIGHTRATIO20%_3Dview.png | WIDTH50_LENGTH50_HIGHT16_ORIENTATION225_WINDOWSRATIO30%_SKYLIGHTRATIO20%.json
30 | 50 | 12 | 225 | 20% | 30% | 4500 | 28 | 8 | 1.0933 | 0.27333 | 46.3319 | 1.0906 | 47.4225 | WIDTH60_LENGTH50_HIGHT16_ORIENTATION225_WINDOWSRATIO30%_SKYLIGHTRATIO20%_3Dview.png | WIDTH60_LENGTH50_HIGHT16_ORIENTATION225_WINDOWSRATIO30%_SKYLIGHTRATIO20%.json
50 | 30 | 12 | 270 | 20% | 30% | 4500 | 8 | 28 | 1.0933 | 0.27333 | 46.4367 | 1.0627 | 47.4994 | WIDTH30_LENGTH60_HIGHT16_ORIENTATION225_WINDOWSRATIO30%_SKYLIGHTRATIO20%_3Dview.png | WIDTH30_LENGTH60_HIGHT16_ORIENTATION225_WINDOWSRATIO30%_SKYLIGHTRATIO20%.json
30 | 50 | 12 | 270 | 20% | 30% | 4500 | 28 | 8 | 1.0933 | 0.27333 | 46.4776 | 1 | 47.4776 | WIDTH40_LENGTH60_HIGHT16_ORIENTATION225_WINDOWSRATIO30%_SKYLIGHTRATIO20%_3Dview.png | WIDTH40_LENGTH60_HIGHT16_ORIENTATION225_WINDOWSRATIO30%_SKYLIGHTRATIO20%.json
50 | 30 | 12 | 315 | 20% | 30% | 4500 | 8 | 28 | 1.0933 | 0.27333 | 46.3363 | 1.0884 | 47.4247 | WIDTH50_LENGTH60_HIGHT16_ORIENTATION225_WINDOWSRATIO30%_SKYLIGHTRATIO20%_3Dview.png | WIDTH50_LENGTH60_HIGHT16_ORIENTATION225_WINDOWSRATIO30%_SKYLIGHTRATIO20%.json
30 | 50 | 12 | 315 | 20% | 30% | 4500 | 28 | 8 | 1.0933 | 0.27333 | 46.3325 | 1.0993 | 47.4319 | WIDTH60_LENGTH60_HIGHT16_ORIENTATION225_WINDOWSRATIO30%_SKYLIGHTRATIO20%_3Dview.png | WIDTH60_LENGTH60_HIGHT16_ORIENTATION225_WINDOWSRATIO30%_SKYLIGHTRATIO20%.json
50 | 30 | 12 | 0 | 30% | 30% | 4500 | 8 | 28 | 1.0933 | 0.27333 | 47.2399 | 0.80335 | 48.0432 | WIDTH30_LENGTH30_HIGHT8_ORIENTATION270_WINDOWSRATIO30%_SKYLIGHTRATIO20%_3Dview.png | WIDTH30_LENGTH30_HIGHT8_ORIENTATION270_WINDOWSRATIO30%_SKYLIGHTRATIO20%.json
30 | 50 | 12 | 0 | 30% | 30% | 4500 | 28 | 8 | 1.0933 | 0.27333 | 47.1609 | 0.88034 | 48.0412 | WIDTH40_LENGTH30_HIGHT8_ORIENTATION270_WINDOWSRATIO30%_SKYLIGHTRATIO20%_3Dview.png | WIDTH40_LENGTH30_HIGHT8_ORIENTATION270_WINDOWSRATIO30%_SKYLIGHTRATIO20%.json
50 | 30 | 12 | 45 | 30% | 30% | 4500 | 8 | 28 | 1.0933 | 0.27333 | 47.0732 | 0.91247 | 47.9856 | WIDTH50_LENGTH30_HIGHT8_ORIENTATION270_WINDOWSRATIO30%_SKYLIGHTRATIO20%_3Dview.png | WIDTH50_LENGTH30_HIGHT8_ORIENTATION270_WINDOWSRATIO30%_SKYLIGHTRATIO20%.json
30 | 50 | 12 | 45 | 30% | 30% | 4500 | 28 | 8 | 1.0933 | 0.27333 | 47.07 | 0.90905 | 47.979 | WIDTH60_LENGTH30_HIGHT8_ORIENTATION270_WINDOWSRATIO30%_SKYLIGHTRATIO20%_3Dview.png | WIDTH60_LENGTH30_HIGHT8_ORIENTATION270_WINDOWSRATIO30%_SKYLIGHTRATIO20%.json
50 | 30 | 12 | 90 | 30% | 30% | 4500 | 8 | 28 | 1.0933 | 0.27333 | 47.1619 | 0.87983 | 48.0417 | WIDTH30_LENGTH40_HIGHT8_ORIENTATION270_WINDOWSRATIO30%_SKYLIGHTRATIO20%_3Dview.png | WIDTH30_LENGTH40_HIGHT8_ORIENTATION270_WINDOWSRATIO30%_SKYLIGHTRATIO20%.json
30 | 50 | 12 | 90 | 30% | 30% | 4500 | 28 | 8 | 1.0933 | 0.27333 | 47.2395 | 0.80345 | 48.043 | WIDTH40_LENGTH40_HIGHT8_ORIENTATION270_WINDOWSRATIO30%_SKYLIGHTRATIO20%_3Dview.png | WIDTH40_LENGTH40_HIGHT8_ORIENTATION270_WINDOWSRATIO30%_SKYLIGHTRATIO20%.json
50 | 30 | 12 | 135 | 30% | 30% | 4500 | 8 | 28 | 1.0933 | 0.27333 | 47.0628 | 0.91164 | 47.9744 | WIDTH50_LENGTH40_HIGHT8_ORIENTATION270_WINDOWSRATIO30%_SKYLIGHTRATIO20%_3Dview.png | WIDTH50_LENGTH40_HIGHT8_ORIENTATION270_WINDOWSRATIO30%_SKYLIGHTRATIO20%.json
30 | 50 | 12 | 135 | 30% | 30% | 4500 | 28 | 8 | 1.0933 | 0.27333 | 47.0544 | 0.91884 | 47.9732 | WIDTH60_LENGTH40_HIGHT8_ORIENTATION270_WINDOWSRATIO30%_SKYLIGHTRATIO20%_3Dview.png | WIDTH60_LENGTH40_HIGHT8_ORIENTATION270_WINDOWSRATIO30%_SKYLIGHTRATIO20%.json
50 | 30 | 12 | 180 | 30% | 30% | 4500 | 8 | 28 | 1.0933 | 0.27333 | 47.2399 | 0.80335 | 48.0432 | WIDTH30_LENGTH50_HIGHT8_ORIENTATION270_WINDOWSRATIO30%_SKYLIGHTRATIO20%_3Dview.png | WIDTH30_LENGTH50_HIGHT8_ORIENTATION270_WINDOWSRATIO30%_SKYLIGHTRATIO20%.json
30 | 50 | 12 | 180 | 30% | 30% | 4500 | 28 | 8 | 1.0933 | 0.27333 | 47.1609 | 0.88034 | 48.0412 | WIDTH40_LENGTH50_HIGHT8_ORIENTATION270_WINDOWSRATIO30%_SKYLIGHTRATIO20%_3Dview.png | WIDTH40_LENGTH50_HIGHT8_ORIENTATION270_WINDOWSRATIO30%_SKYLIGHTRATIO20%.json
50 | 30 | 12 | 225 | 30% | 30% | 4500 | 8 | 28 | 1.0933 | 0.27333 | 47.0494 | 0.9202 | 47.9696 | WIDTH50_LENGTH50_HIGHT8_ORIENTATION270_WINDOWSRATIO30%_SKYLIGHTRATIO20%_3Dview.png | WIDTH50_LENGTH50_HIGHT8_ORIENTATION270_WINDOWSRATIO30%_SKYLIGHTRATIO20%.json
30 | 50 | 12 | 225 | 30% | 30% | 4500 | 28 | 8 | 1.0933 | 0.27333 | 47.0739 | 0.90765 | 47.9815 | WIDTH60_LENGTH50_HIGHT8_ORIENTATION270_WINDOWSRATIO30%_SKYLIGHTRATIO20%_3Dview.png | WIDTH60_LENGTH50_HIGHT8_ORIENTATION270_WINDOWSRATIO30%_SKYLIGHTRATIO20%.json
50 | 30 | 12 | 270 | 30% | 30% | 4500 | 8 | 28 | 1.0933 | 0.27333 | 47.1619 | 0.87983 | 48.0417 | WIDTH30_LENGTH60_HIGHT8_ORIENTATION270_WINDOWSRATIO30%_SKYLIGHTRATIO20%_3Dview.png | WIDTH30_LENGTH60_HIGHT8_ORIENTATION270_WINDOWSRATIO30%_SKYLIGHTRATIO20%.json
30 | 50 | 12 | 270 | 30% | 30% | 4500 | 28 | 8 | 1.0933 | 0.27333 | 47.2395 | 0.80345 | 48.043 | WIDTH40_LENGTH60_HIGHT8_ORIENTATION270_WINDOWSRATIO30%_SKYLIGHTRATIO20%_3Dview.png | WIDTH40_LENGTH60_HIGHT8_ORIENTATION270_WINDOWSRATIO30%_SKYLIGHTRATIO20%.json
50 | 30 | 12 | 315 | 30% | 30% | 4500 | 8 | 28 | 1.0933 | 0.27333 | 47.0777 | 0.90562 | 47.9834 | WIDTH50_LENGTH60_HIGHT8_ORIENTATION270_WINDOWSRATIO30%_SKYLIGHTRATIO20%_3Dview.png | WIDTH50_LENGTH60_HIGHT8_ORIENTATION270_WINDOWSRATIO30%_SKYLIGHTRATIO20%.json
30 | 50 | 12 | 315 | 30% | 30% | 4500 | 28 | 8 | 1.0933 | 0.27333 | 47.0632 | 0.91625 | 47.9795 | WIDTH60_LENGTH60_HIGHT8_ORIENTATION270_WINDOWSRATIO30%_SKYLIGHTRATIO20%_3Dview.png | WIDTH60_LENGTH60_HIGHT8_ORIENTATION270_WINDOWSRATIO30%_SKYLIGHTRATIO20%.json
50 | 30 | 12 | 0 | 40% | 30% | 4500 | 8 | 28 | 1.0933 | 0.27333 | 47.8118 | 0.65745 | 48.4692 | WIDTH30_LENGTH30_HIGHT12_ORIENTATION270_WINDOWSRATIO30%_SKYLIGHTRATIO20%_3Dview.png | WIDTH30_LENGTH30_HIGHT12_ORIENTATION270_WINDOWSRATIO30%_SKYLIGHTRATIO20%.json
30 | 50 | 12 | 0 | 40% | 30% | 4500 | 28 | 8 | 1.0933 | 0.27333 | 47.6882 | 0.73043 | 48.4186 | WIDTH40_LENGTH30_HIGHT12_ORIENTATION270_WINDOWSRATIO30%_SKYLIGHTRATIO20%_3Dview.png | WIDTH40_LENGTH30_HIGHT12_ORIENTATION270_WINDOWSRATIO30%_SKYLIGHTRATIO20%.json
50 | 30 | 12 | 45 | 40% | 30% | 4500 | 8 | 28 | 1.0933 | 0.27333 | 47.6135 | 0.75958 | 48.3731 | WIDTH50_LENGTH30_HIGHT12_ORIENTATION270_WINDOWSRATIO30%_SKYLIGHTRATIO20%_3Dview.png | WIDTH50_LENGTH30_HIGHT12_ORIENTATION270_WINDOWSRATIO30%_SKYLIGHTRATIO20%.json
30 | 50 | 12 | 45 | 40% | 30% | 4500 | 28 | 8 | 1.0933 | 0.27333 | 47.6257 | 0.75753 | 48.3832 | WIDTH60_LENGTH30_HIGHT12_ORIENTATION270_WINDOWSRATIO30%_SKYLIGHTRATIO20%_3Dview.png | WIDTH60_LENGTH30_HIGHT12_ORIENTATION270_WINDOWSRATIO30%_SKYLIGHTRATIO20%.json
50 | 30 | 12 | 90 | 40% | 30% | 4500 | 8 | 28 | 1.0933 | 0.27333 | 47.6892 | 0.72983 | 48.419 | WIDTH30_LENGTH40_HIGHT12_ORIENTATION270_WINDOWSRATIO30%_SKYLIGHTRATIO20%_3Dview.png | WIDTH30_LENGTH40_HIGHT12_ORIENTATION270_WINDOWSRATIO30%_SKYLIGHTRATIO20%.json
30 | 50 | 12 | 90 | 40% | 30% | 4500 | 28 | 8 | 1.0933 | 0.27333 | 47.8115 | 0.65755 | 48.469 | WIDTH40_LENGTH40_HIGHT12_ORIENTATION270_WINDOWSRATIO30%_SKYLIGHTRATIO20%_3Dview.png | WIDTH40_LENGTH40_HIGHT12_ORIENTATION270_WINDOWSRATIO30%_SKYLIGHTRATIO20%.json
50 | 30 | 12 | 135 | 40% | 30% | 4500 | 8 | 28 | 1.0933 | 0.27333 | 47.6199 | 0.75985 | 48.3797 | WIDTH50_LENGTH40_HIGHT12_ORIENTATION270_WINDOWSRATIO30%_SKYLIGHTRATIO20%_3Dview.png | WIDTH50_LENGTH40_HIGHT12_ORIENTATION270_WINDOWSRATIO30%_SKYLIGHTRATIO20%.json
30 | 50 | 12 | 135 | 40% | 30% | 4500 | 28 | 8 | 1.0933 | 0.27333 | 47.5979 | 0.76516 | 48.3631 | WIDTH60_LENGTH40_HIGHT12_ORIENTATION270_WINDOWSRATIO30%_SKYLIGHTRATIO20%_3Dview.png | WIDTH60_LENGTH40_HIGHT12_ORIENTATION270_WINDOWSRATIO30%_SKYLIGHTRATIO20%.json
50 | 30 | 12 | 180 | 40% | 30% | 4500 | 8 | 28 | 1.0933 | 0.27333 | 47.8118 | 0.65745 | 48.4692 | WIDTH30_LENGTH50_HIGHT12_ORIENTATION270_WINDOWSRATIO30%_SKYLIGHTRATIO20%_3Dview.png | WIDTH30_LENGTH50_HIGHT12_ORIENTATION270_WINDOWSRATIO30%_SKYLIGHTRATIO20%.json
30 | 50 | 12 | 180 | 40% | 30% | 4500 | 28 | 8 | 1.0933 | 0.27333 | 47.6882 | 0.73043 | 48.4186 | WIDTH40_LENGTH50_HIGHT12_ORIENTATION270_WINDOWSRATIO30%_SKYLIGHTRATIO20%_3Dview.png | WIDTH40_LENGTH50_HIGHT12_ORIENTATION270_WINDOWSRATIO30%_SKYLIGHTRATIO20%.json
50 | 30 | 12 | 225 | 40% | 30% | 4500 | 8 | 28 | 1.0933 | 0.27333 | 47.5938 | 0.76643 | 48.3603 | WIDTH50_LENGTH50_HIGHT12_ORIENTATION270_WINDOWSRATIO30%_SKYLIGHTRATIO20%_3Dview.png | WIDTH50_LENGTH50_HIGHT12_ORIENTATION270_WINDOWSRATIO30%_SKYLIGHTRATIO20%.json
30 | 50 | 12 | 225 | 40% | 30% | 4500 | 28 | 8 | 1.0933 | 0.27333 | 47.6294 | 0.75629 | 48.3857 | WIDTH60_LENGTH50_HIGHT12_ORIENTATION270_WINDOWSRATIO30%_SKYLIGHTRATIO20%_3Dview.png | WIDTH60_LENGTH50_HIGHT12_ORIENTATION270_WINDOWSRATIO30%_SKYLIGHTRATIO20%.json
50 | 30 | 12 | 270 | 40% | 30% | 4500 | 8 | 28 | 1.0933 | 0.27333 | 47.6892 | 0.72983 | 48.419 | WIDTH30_LENGTH60_HIGHT12_ORIENTATION270_WINDOWSRATIO30%_SKYLIGHTRATIO20%_3Dview.png | WIDTH30_LENGTH60_HIGHT12_ORIENTATION270_WINDOWSRATIO30%_SKYLIGHTRATIO20%.json
30 | 50 | 12 | 270 | 40% | 30% | 4500 | 28 | 8 | 1.0933 | 0.27333 | 47.8115 | 0.65755 | 48.469 | WIDTH40_LENGTH60_HIGHT12_ORIENTATION270_WINDOWSRATIO30%_SKYLIGHTRATIO20%_3Dview.png | WIDTH40_LENGTH60_HIGHT12_ORIENTATION270_WINDOWSRATIO30%_SKYLIGHTRATIO20%.json
50 | 30 | 12 | 315 | 40% | 30% | 4500 | 8 | 28 | 1.0933 | 0.27333 | 47.6322 | 0.75462 | 48.3869 | WIDTH50_LENGTH60_HIGHT12_ORIENTATION270_WINDOWSRATIO30%_SKYLIGHTRATIO20%_3Dview.png | WIDTH50_LENGTH60_HIGHT12_ORIENTATION270_WINDOWSRATIO30%_SKYLIGHTRATIO20%.json
30 | 50 | 12 | 315 | 40% | 30% | 4500 | 28 | 8 | 1.0933 | 0.27333 | 47.6046 | 0.76288 | 48.3675 | WIDTH60_LENGTH60_HIGHT12_ORIENTATION270_WINDOWSRATIO30%_SKYLIGHTRATIO20%_3Dview.png | WIDTH60_LENGTH60_HIGHT12_ORIENTATION270_WINDOWSRATIO30%_SKYLIGHTRATIO20%.json
50 | 30 | 12 | 0 | 10% | 40% | 4500 | 8 | 28 | 1.0933 | 0.27333 | 45.6278 | 1.2003 | 46.8282 | WIDTH30_LENGTH30_HIGHT16_ORIENTATION270_WINDOWSRATIO30%_SKYLIGHTRATIO20%_3Dview.png | WIDTH30_LENGTH30_HIGHT16_ORIENTATION270_WINDOWSRATIO30%_SKYLIGHTRATIO20%.json
30 | 50 | 12 | 0 | 10% | 40% | 4500 | 28 | 8 | 1.0933 | 0.27333 | 45.6166 | 1.2534 | 46.87 | WIDTH40_LENGTH30_HIGHT16_ORIENTATION270_WINDOWSRATIO30%_SKYLIGHTRATIO20%_3Dview.png | WIDTH40_LENGTH30_HIGHT16_ORIENTATION270_WINDOWSRATIO30%_SKYLIGHTRATIO20%.json
50 | 30 | 12 | 45 | 10% | 40% | 4500 | 8 | 28 | 1.0933 | 0.27333 | 45.5247 | 1.2839 | 46.8086 | WIDTH50_LENGTH30_HIGHT16_ORIENTATION270_WINDOWSRATIO30%_SKYLIGHTRATIO20%_3Dview.png | WIDTH50_LENGTH30_HIGHT16_ORIENTATION270_WINDOWSRATIO30%_SKYLIGHTRATIO20%.json
30 | 50 | 12 | 45 | 10% | 40% | 4500 | 28 | 8 | 1.0933 | 0.27333 | 45.5103 | 1.2802 | 46.7904 | WIDTH60_LENGTH30_HIGHT16_ORIENTATION270_WINDOWSRATIO30%_SKYLIGHTRATIO20%_3Dview.png | WIDTH60_LENGTH30_HIGHT16_ORIENTATION270_WINDOWSRATIO30%_SKYLIGHTRATIO20%.json
50 | 30 | 12 | 90 | 10% | 40% | 4500 | 8 | 28 | 1.0933 | 0.27333 | 45.6174 | 1.2525 | 46.8699 | WIDTH30_LENGTH40_HIGHT16_ORIENTATION270_WINDOWSRATIO30%_SKYLIGHTRATIO20%_3Dview.png | WIDTH30_LENGTH40_HIGHT16_ORIENTATION270_WINDOWSRATIO30%_SKYLIGHTRATIO20%.json
30 | 50 | 12 | 90 | 10% | 40% | 4500 | 28 | 8 | 1.0933 | 0.27333 | 45.6277 | 1.2006 | 46.8283 | WIDTH40_LENGTH40_HIGHT16_ORIENTATION270_WINDOWSRATIO30%_SKYLIGHTRATIO20%_3Dview.png | WIDTH40_LENGTH40_HIGHT16_ORIENTATION270_WINDOWSRATIO30%_SKYLIGHTRATIO20%.json
50 | 30 | 12 | 135 | 10% | 40% | 4500 | 8 | 28 | 1.0933 | 0.27333 | 45.5173 | 1.277 | 46.7942 | WIDTH50_LENGTH40_HIGHT16_ORIENTATION270_WINDOWSRATIO30%_SKYLIGHTRATIO20%_3Dview.png | WIDTH50_LENGTH40_HIGHT16_ORIENTATION270_WINDOWSRATIO30%_SKYLIGHTRATIO20%.json
30 | 50 | 12 | 135 | 10% | 40% | 4500 | 28 | 8 | 1.0933 | 0.27333 | 45.4807 | 1.3013 | 46.782 | WIDTH60_LENGTH40_HIGHT16_ORIENTATION270_WINDOWSRATIO30%_SKYLIGHTRATIO20%_3Dview.png | WIDTH60_LENGTH40_HIGHT16_ORIENTATION270_WINDOWSRATIO30%_SKYLIGHTRATIO20%.json
50 | 30 | 12 | 180 | 10% | 40% | 4500 | 8 | 28 | 1.0933 | 0.27333 | 45.6278 | 1.2003 | 46.8282 | WIDTH30_LENGTH50_HIGHT16_ORIENTATION270_WINDOWSRATIO30%_SKYLIGHTRATIO20%_3Dview.png | WIDTH30_LENGTH50_HIGHT16_ORIENTATION270_WINDOWSRATIO30%_SKYLIGHTRATIO20%.json
30 | 50 | 12 | 180 | 10% | 40% | 4500 | 28 | 8 | 1.0933 | 0.27333 | 45.6166 | 1.2534 | 46.87 | WIDTH40_LENGTH50_HIGHT16_ORIENTATION270_WINDOWSRATIO30%_SKYLIGHTRATIO20%_3Dview.png | WIDTH40_LENGTH50_HIGHT16_ORIENTATION270_WINDOWSRATIO30%_SKYLIGHTRATIO20%.json
50 | 30 | 12 | 225 | 10% | 40% | 4500 | 8 | 28 | 1.0933 | 0.27333 | 45.5247 | 1.2839 | 46.8086 | WIDTH50_LENGTH50_HIGHT16_ORIENTATION270_WINDOWSRATIO30%_SKYLIGHTRATIO20%_3Dview.png | WIDTH50_LENGTH50_HIGHT16_ORIENTATION270_WINDOWSRATIO30%_SKYLIGHTRATIO20%.json
30 | 50 | 12 | 225 | 10% | 40% | 4500 | 28 | 8 | 1.0933 | 0.27333 | 45.5076 | 1.2812 | 46.7888 | WIDTH60_LENGTH50_HIGHT16_ORIENTATION270_WINDOWSRATIO30%_SKYLIGHTRATIO20%_3Dview.png | WIDTH60_LENGTH50_HIGHT16_ORIENTATION270_WINDOWSRATIO30%_SKYLIGHTRATIO20%.json
50 | 30 | 12 | 270 | 10% | 40% | 4500 | 8 | 28 | 1.0933 | 0.27333 | 45.6174 | 1.2525 | 46.8699 | WIDTH30_LENGTH60_HIGHT16_ORIENTATION270_WINDOWSRATIO30%_SKYLIGHTRATIO20%_3Dview.png | WIDTH30_LENGTH60_HIGHT16_ORIENTATION270_WINDOWSRATIO30%_SKYLIGHTRATIO20%.json
30 | 50 | 12 | 270 | 10% | 40% | 4500 | 28 | 8 | 1.0933 | 0.27333 | 45.6277 | 1.2006 | 46.8283 | WIDTH40_LENGTH60_HIGHT16_ORIENTATION270_WINDOWSRATIO30%_SKYLIGHTRATIO20%_3Dview.png | WIDTH40_LENGTH60_HIGHT16_ORIENTATION270_WINDOWSRATIO30%_SKYLIGHTRATIO20%.json
50 | 30 | 12 | 315 | 10% | 40% | 4500 | 8 | 28 | 1.0933 | 0.27333 | 45.5173 | 1.277 | 46.7942 | WIDTH50_LENGTH60_HIGHT16_ORIENTATION270_WINDOWSRATIO30%_SKYLIGHTRATIO20%_3Dview.png | WIDTH50_LENGTH60_HIGHT16_ORIENTATION270_WINDOWSRATIO30%_SKYLIGHTRATIO20%.json
30 | 50 | 12 | 315 | 10% | 40% | 4500 | 28 | 8 | 1.0933 | 0.27333 | 45.5004 | 1.2957 | 46.7961 | WIDTH60_LENGTH60_HIGHT16_ORIENTATION270_WINDOWSRATIO30%_SKYLIGHTRATIO20%_3Dview.png | WIDTH60_LENGTH60_HIGHT16_ORIENTATION270_WINDOWSRATIO30%_SKYLIGHTRATIO20%.json
50 | 30 | 12 | 0 | 20% | 40% | 4500 | 8 | 28 | 1.0933 | 0.27333 | 46.5946 | 0.96337 | 47.5579 | WIDTH30_LENGTH30_HIGHT8_ORIENTATION315_WINDOWSRATIO30%_SKYLIGHTRATIO20%_3Dview.png | WIDTH30_LENGTH30_HIGHT8_ORIENTATION315_WINDOWSRATIO30%_SKYLIGHTRATIO20%.json
30 | 50 | 12 | 0 | 20% | 40% | 4500 | 28 | 8 | 1.0933 | 0.27333 | 46.5503 | 1.0255 | 47.5759 | WIDTH40_LENGTH30_HIGHT8_ORIENTATION315_WINDOWSRATIO30%_SKYLIGHTRATIO20%_3Dview.png | WIDTH40_LENGTH30_HIGHT8_ORIENTATION315_WINDOWSRATIO30%_SKYLIGHTRATIO20%.json
50 | 30 | 12 | 45 | 20% | 40% | 4500 | 8 | 28 | 1.0933 | 0.27333 | 46.4572 | 1.0574 | 47.5146 | WIDTH50_LENGTH30_HIGHT8_ORIENTATION315_WINDOWSRATIO30%_SKYLIGHTRATIO20%_3Dview.png | WIDTH50_LENGTH30_HIGHT8_ORIENTATION315_WINDOWSRATIO30%_SKYLIGHTRATIO20%.json
30 | 50 | 12 | 45 | 20% | 40% | 4500 | 28 | 8 | 1.0933 | 0.27333 | 46.4446 | 1.0522 | 47.4968 | WIDTH60_LENGTH30_HIGHT8_ORIENTATION315_WINDOWSRATIO30%_SKYLIGHTRATIO20%_3Dview.png | WIDTH60_LENGTH30_HIGHT8_ORIENTATION315_WINDOWSRATIO30%_SKYLIGHTRATIO20%.json
50 | 30 | 12 | 90 | 20% | 40% | 4500 | 8 | 28 | 1.0933 | 0.27333 | 46.5513 | 1.0252 | 47.5765 | WIDTH30_LENGTH40_HIGHT8_ORIENTATION315_WINDOWSRATIO30%_SKYLIGHTRATIO20%_3Dview.png | WIDTH30_LENGTH40_HIGHT8_ORIENTATION315_WINDOWSRATIO30%_SKYLIGHTRATIO20%.json
30 | 50 | 12 | 90 | 20% | 40% | 4500 | 28 | 8 | 1.0933 | 0.27333 | 46.5948 | 0.96339 | 47.5582 | WIDTH40_LENGTH40_HIGHT8_ORIENTATION315_WINDOWSRATIO30%_SKYLIGHTRATIO20%_3Dview.png | WIDTH40_LENGTH40_HIGHT8_ORIENTATION315_WINDOWSRATIO30%_SKYLIGHTRATIO20%.json
50 | 30 | 12 | 135 | 20% | 40% | 4500 | 8 | 28 | 1.0933 | 0.27333 | 46.4501 | 1.0494 | 47.4995 | WIDTH50_LENGTH40_HIGHT8_ORIENTATION315_WINDOWSRATIO30%_SKYLIGHTRATIO20%_3Dview.png | WIDTH50_LENGTH40_HIGHT8_ORIENTATION315_WINDOWSRATIO30%_SKYLIGHTRATIO20%.json
30 | 50 | 12 | 135 | 20% | 40% | 4500 | 28 | 8 | 1.0933 | 0.27333 | 46.4232 | 1.0696 | 47.4928 | WIDTH60_LENGTH40_HIGHT8_ORIENTATION315_WINDOWSRATIO30%_SKYLIGHTRATIO20%_3Dview.png | WIDTH60_LENGTH40_HIGHT8_ORIENTATION315_WINDOWSRATIO30%_SKYLIGHTRATIO20%.json
50 | 30 | 12 | 180 | 20% | 40% | 4500 | 8 | 28 | 1.0933 | 0.27333 | 46.5946 | 0.96337 | 47.5579 | WIDTH30_LENGTH50_HIGHT8_ORIENTATION315_WINDOWSRATIO30%_SKYLIGHTRATIO20%_3Dview.png | WIDTH30_LENGTH50_HIGHT8_ORIENTATION315_WINDOWSRATIO30%_SKYLIGHTRATIO20%.json
30 | 50 | 12 | 180 | 20% | 40% | 4500 | 28 | 8 | 1.0933 | 0.27333 | 46.5503 | 1.0255 | 47.5759 | WIDTH40_LENGTH50_HIGHT8_ORIENTATION315_WINDOWSRATIO30%_SKYLIGHTRATIO20%_3Dview.png | WIDTH40_LENGTH50_HIGHT8_ORIENTATION315_WINDOWSRATIO30%_SKYLIGHTRATIO20%.json
50 | 30 | 12 | 225 | 20% | 40% | 4500 | 8 | 28 | 1.0933 | 0.27333 | 46.4572 | 1.0574 | 47.5146 | WIDTH50_LENGTH50_HIGHT8_ORIENTATION315_WINDOWSRATIO30%_SKYLIGHTRATIO20%_3Dview.png | WIDTH50_LENGTH50_HIGHT8_ORIENTATION315_WINDOWSRATIO30%_SKYLIGHTRATIO20%.json
30 | 50 | 12 | 225 | 20% | 40% | 4500 | 28 | 8 | 1.0933 | 0.27333 | 46.4422 | 1.053 | 47.4952 | WIDTH60_LENGTH50_HIGHT8_ORIENTATION315_WINDOWSRATIO30%_SKYLIGHTRATIO20%_3Dview.png | WIDTH60_LENGTH50_HIGHT8_ORIENTATION315_WINDOWSRATIO30%_SKYLIGHTRATIO20%.json
50 | 30 | 12 | 270 | 20% | 40% | 4500 | 8 | 28 | 1.0933 | 0.27333 | 46.5513 | 1.0252 | 47.5765 | WIDTH30_LENGTH60_HIGHT8_ORIENTATION315_WINDOWSRATIO30%_SKYLIGHTRATIO20%_3Dview.png | WIDTH30_LENGTH60_HIGHT8_ORIENTATION315_WINDOWSRATIO30%_SKYLIGHTRATIO20%.json
30 | 50 | 12 | 270 | 20% | 40% | 4500 | 28 | 8 | 1.0933 | 0.27333 | 46.5948 | 0.96339 | 47.5582 | WIDTH40_LENGTH60_HIGHT8_ORIENTATION315_WINDOWSRATIO30%_SKYLIGHTRATIO20%_3Dview.png | WIDTH40_LENGTH60_HIGHT8_ORIENTATION315_WINDOWSRATIO30%_SKYLIGHTRATIO20%.json
50 | 30 | 12 | 315 | 20% | 40% | 4500 | 8 | 28 | 1.0933 | 0.27333 | 46.4501 | 1.0494 | 47.4995 | WIDTH50_LENGTH60_HIGHT8_ORIENTATION315_WINDOWSRATIO30%_SKYLIGHTRATIO20%_3Dview.png | WIDTH50_LENGTH60_HIGHT8_ORIENTATION315_WINDOWSRATIO30%_SKYLIGHTRATIO20%.json
30 | 50 | 12 | 315 | 20% | 40% | 4500 | 28 | 8 | 1.0933 | 0.27333 | 46.4389 | 1.0641 | 47.503 | WIDTH60_LENGTH60_HIGHT8_ORIENTATION315_WINDOWSRATIO30%_SKYLIGHTRATIO20%_3Dview.png | WIDTH60_LENGTH60_HIGHT8_ORIENTATION315_WINDOWSRATIO30%_SKYLIGHTRATIO20%.json
50 | 30 | 12 | 0 | 30% | 40% | 4500 | 8 | 28 | 1.0933 | 0.27333 | 47.3299 | 0.77535 | 48.1053 | WIDTH30_LENGTH30_HIGHT12_ORIENTATION315_WINDOWSRATIO30%_SKYLIGHTRATIO20%_3Dview.png | WIDTH30_LENGTH30_HIGHT12_ORIENTATION315_WINDOWSRATIO30%_SKYLIGHTRATIO20%.json
30 | 50 | 12 | 0 | 30% | 40% | 4500 | 28 | 8 | 1.0933 | 0.27333 | 47.2482 | 0.84674 | 48.095 | WIDTH40_LENGTH30_HIGHT12_ORIENTATION315_WINDOWSRATIO30%_SKYLIGHTRATIO20%_3Dview.png | WIDTH40_LENGTH30_HIGHT12_ORIENTATION315_WINDOWSRATIO30%_SKYLIGHTRATIO20%.json
50 | 30 | 12 | 45 | 30% | 40% | 4500 | 8 | 28 | 1.0933 | 0.27333 | 47.1644 | 0.87793 | 48.0423 | WIDTH50_LENGTH30_HIGHT12_ORIENTATION315_WINDOWSRATIO30%_SKYLIGHTRATIO20%_3Dview.png | WIDTH50_LENGTH30_HIGHT12_ORIENTATION315_WINDOWSRATIO30%_SKYLIGHTRATIO20%.json
30 | 50 | 12 | 45 | 30% | 40% | 4500 | 28 | 8 | 1.0933 | 0.27333 | 47.1634 | 0.87169 | 48.0351 | WIDTH60_LENGTH30_HIGHT12_ORIENTATION315_WINDOWSRATIO30%_SKYLIGHTRATIO20%_3Dview.png | WIDTH60_LENGTH30_HIGHT12_ORIENTATION315_WINDOWSRATIO30%_SKYLIGHTRATIO20%.json
50 | 30 | 12 | 90 | 30% | 40% | 4500 | 8 | 28 | 1.0933 | 0.27333 | 47.2494 | 0.84596 | 48.0954 | WIDTH30_LENGTH40_HIGHT12_ORIENTATION315_WINDOWSRATIO30%_SKYLIGHTRATIO20%_3Dview.png | WIDTH30_LENGTH40_HIGHT12_ORIENTATION315_WINDOWSRATIO30%_SKYLIGHTRATIO20%.json
30 | 50 | 12 | 90 | 30% | 40% | 4500 | 28 | 8 | 1.0933 | 0.27333 | 47.3297 | 0.77551 | 48.1052 | WIDTH40_LENGTH40_HIGHT12_ORIENTATION315_WINDOWSRATIO30%_SKYLIGHTRATIO20%_3Dview.png | WIDTH40_LENGTH40_HIGHT12_ORIENTATION315_WINDOWSRATIO30%_SKYLIGHTRATIO20%.json
50 | 30 | 12 | 135 | 30% | 40% | 4500 | 8 | 28 | 1.0933 | 0.27333 | 47.1683 | 0.8694 | 48.0377 | WIDTH50_LENGTH40_HIGHT12_ORIENTATION315_WINDOWSRATIO30%_SKYLIGHTRATIO20%_3Dview.png | WIDTH50_LENGTH40_HIGHT12_ORIENTATION315_WINDOWSRATIO30%_SKYLIGHTRATIO20%.json
30 | 50 | 12 | 135 | 30% | 40% | 4500 | 28 | 8 | 1.0933 | 0.27333 | 47.1348 | 0.88862 | 48.0234 | WIDTH60_LENGTH40_HIGHT12_ORIENTATION315_WINDOWSRATIO30%_SKYLIGHTRATIO20%_3Dview.png | WIDTH60_LENGTH40_HIGHT12_ORIENTATION315_WINDOWSRATIO30%_SKYLIGHTRATIO20%.json
50 | 30 | 12 | 180 | 30% | 40% | 4500 | 8 | 28 | 1.0933 | 0.27333 | 47.3299 | 0.77535 | 48.1053 | WIDTH30_LENGTH50_HIGHT12_ORIENTATION315_WINDOWSRATIO30%_SKYLIGHTRATIO20%_3Dview.png | WIDTH30_LENGTH50_HIGHT12_ORIENTATION315_WINDOWSRATIO30%_SKYLIGHTRATIO20%.json
30 | 50 | 12 | 180 | 30% | 40% | 4500 | 28 | 8 | 1.0933 | 0.27333 | 47.2482 | 0.84674 | 48.095 | WIDTH40_LENGTH50_HIGHT12_ORIENTATION315_WINDOWSRATIO30%_SKYLIGHTRATIO20%_3Dview.png | WIDTH40_LENGTH50_HIGHT12_ORIENTATION315_WINDOWSRATIO30%_SKYLIGHTRATIO20%.json
50 | 30 | 12 | 225 | 30% | 40% | 4500 | 8 | 28 | 1.0933 | 0.27333 | 47.1644 | 0.87793 | 48.0423 | WIDTH50_LENGTH50_HIGHT12_ORIENTATION315_WINDOWSRATIO30%_SKYLIGHTRATIO20%_3Dview.png | WIDTH50_LENGTH50_HIGHT12_ORIENTATION315_WINDOWSRATIO30%_SKYLIGHTRATIO20%.json
30 | 50 | 12 | 225 | 30% | 40% | 4500 | 28 | 8 | 1.0933 | 0.27333 | 47.1609 | 0.8727 | 48.0336 | WIDTH60_LENGTH50_HIGHT12_ORIENTATION315_WINDOWSRATIO30%_SKYLIGHTRATIO20%_3Dview.png | WIDTH60_LENGTH50_HIGHT12_ORIENTATION315_WINDOWSRATIO30%_SKYLIGHTRATIO20%.json
50 | 30 | 12 | 270 | 30% | 40% | 4500 | 8 | 28 | 1.0933 | 0.27333 | 47.2494 | 0.84596 | 48.0954 | WIDTH30_LENGTH60_HIGHT12_ORIENTATION315_WINDOWSRATIO30%_SKYLIGHTRATIO20%_3Dview.png | WIDTH30_LENGTH60_HIGHT12_ORIENTATION315_WINDOWSRATIO30%_SKYLIGHTRATIO20%.json
30 | 50 | 12 | 270 | 30% | 40% | 4500 | 28 | 8 | 1.0933 | 0.27333 | 47.3297 | 0.77551 | 48.1052 | WIDTH40_LENGTH60_HIGHT12_ORIENTATION315_WINDOWSRATIO30%_SKYLIGHTRATIO20%_3Dview.png | WIDTH40_LENGTH60_HIGHT12_ORIENTATION315_WINDOWSRATIO30%_SKYLIGHTRATIO20%.json
50 | 30 | 12 | 315 | 30% | 40% | 4500 | 8 | 28 | 1.0933 | 0.27333 | 47.1683 | 0.8694 | 48.0377 | WIDTH50_LENGTH60_HIGHT12_ORIENTATION315_WINDOWSRATIO30%_SKYLIGHTRATIO20%_3Dview.png | WIDTH50_LENGTH60_HIGHT12_ORIENTATION315_WINDOWSRATIO30%_SKYLIGHTRATIO20%.json
30 | 50 | 12 | 315 | 30% | 40% | 4500 | 28 | 8 | 1.0933 | 0.27333 | 47.149 | 0.88386 | 48.0328 | WIDTH60_LENGTH60_HIGHT12_ORIENTATION315_WINDOWSRATIO30%_SKYLIGHTRATIO20%_3Dview.png | WIDTH60_LENGTH60_HIGHT12_ORIENTATION315_WINDOWSRATIO30%_SKYLIGHTRATIO20%.json
50 | 30 | 12 | 0 | 40% | 40% | 4500 | 8 | 28 | 1.0933 | 0.27333 | 47.882 | 0.63352 | 48.5155 | WIDTH30_LENGTH30_HIGHT16_ORIENTATION315_WINDOWSRATIO30%_SKYLIGHTRATIO20%_3Dview.png | WIDTH30_LENGTH30_HIGHT16_ORIENTATION315_WINDOWSRATIO30%_SKYLIGHTRATIO20%.json
30 | 50 | 12 | 0 | 40% | 40% | 4500 | 28 | 8 | 1.0933 | 0.27333 | 47.7571 | 0.70581 | 48.4629 | WIDTH40_LENGTH30_HIGHT16_ORIENTATION315_WINDOWSRATIO30%_SKYLIGHTRATIO20%_3Dview.png | WIDTH40_LENGTH30_HIGHT16_ORIENTATION315_WINDOWSRATIO30%_SKYLIGHTRATIO20%.json
50 | 30 | 12 | 45 | 40% | 40% | 4500 | 8 | 28 | 1.0933 | 0.27333 | 47.6855 | 0.73418 | 48.4197 | WIDTH50_LENGTH30_HIGHT16_ORIENTATION315_WINDOWSRATIO30%_SKYLIGHTRATIO20%_3Dview.png | WIDTH50_LENGTH30_HIGHT16_ORIENTATION315_WINDOWSRATIO30%_SKYLIGHTRATIO20%.json
30 | 50 | 12 | 45 | 40% | 40% | 4500 | 28 | 8 | 1.0933 | 0.27333 | 47.7014 | 0.7304 | 48.4318 | WIDTH60_LENGTH30_HIGHT16_ORIENTATION315_WINDOWSRATIO30%_SKYLIGHTRATIO20%_3Dview.png | WIDTH60_LENGTH30_HIGHT16_ORIENTATION315_WINDOWSRATIO30%_SKYLIGHTRATIO20%.json
50 | 30 | 12 | 90 | 40% | 40% | 4500 | 8 | 28 | 1.0933 | 0.27333 | 47.7581 | 0.70521 | 48.4633 | WIDTH30_LENGTH40_HIGHT16_ORIENTATION315_WINDOWSRATIO30%_SKYLIGHTRATIO20%_3Dview.png | WIDTH30_LENGTH40_HIGHT16_ORIENTATION315_WINDOWSRATIO30%_SKYLIGHTRATIO20%.json
30 | 50 | 12 | 90 | 40% | 40% | 4500 | 28 | 8 | 1.0933 | 0.27333 | 47.8817 | 0.63367 | 48.5153 | WIDTH40_LENGTH40_HIGHT16_ORIENTATION315_WINDOWSRATIO30%_SKYLIGHTRATIO20%_3Dview.png | WIDTH40_LENGTH40_HIGHT16_ORIENTATION315_WINDOWSRATIO30%_SKYLIGHTRATIO20%.json
50 | 30 | 12 | 135 | 40% | 40% | 4500 | 8 | 28 | 1.0933 | 0.27333 | 47.7051 | 0.72847 | 48.4336 | WIDTH50_LENGTH40_HIGHT16_ORIENTATION315_WINDOWSRATIO30%_SKYLIGHTRATIO20%_3Dview.png | WIDTH50_LENGTH40_HIGHT16_ORIENTATION315_WINDOWSRATIO30%_SKYLIGHTRATIO20%.json
30 | 50 | 12 | 135 | 40% | 40% | 4500 | 28 | 8 | 1.0933 | 0.27333 | 47.6616 | 0.74355 | 48.4052 | WIDTH60_LENGTH40_HIGHT16_ORIENTATION315_WINDOWSRATIO30%_SKYLIGHTRATIO20%_3Dview.png | WIDTH60_LENGTH40_HIGHT16_ORIENTATION315_WINDOWSRATIO30%_SKYLIGHTRATIO20%.json
50 | 30 | 12 | 180 | 40% | 40% | 4500 | 8 | 28 | 1.0933 | 0.27333 | 47.882 | 0.63352 | 48.5155 | WIDTH30_LENGTH50_HIGHT16_ORIENTATION315_WINDOWSRATIO30%_SKYLIGHTRATIO20%_3Dview.png | WIDTH30_LENGTH50_HIGHT16_ORIENTATION315_WINDOWSRATIO30%_SKYLIGHTRATIO20%.json
30 | 50 | 12 | 180 | 40% | 40% | 4500 | 28 | 8 | 1.0933 | 0.27333 | 47.7571 | 0.70581 | 48.4629 | WIDTH40_LENGTH50_HIGHT16_ORIENTATION315_WINDOWSRATIO30%_SKYLIGHTRATIO20%_3Dview.png | WIDTH40_LENGTH50_HIGHT16_ORIENTATION315_WINDOWSRATIO30%_SKYLIGHTRATIO20%.json
50 | 30 | 12 | 225 | 40% | 40% | 4500 | 8 | 28 | 1.0933 | 0.27333 | 47.6855 | 0.73418 | 48.4197 | WIDTH50_LENGTH50_HIGHT16_ORIENTATION315_WINDOWSRATIO30%_SKYLIGHTRATIO20%_3Dview.png | WIDTH50_LENGTH50_HIGHT16_ORIENTATION315_WINDOWSRATIO30%_SKYLIGHTRATIO20%.json
30 | 50 | 12 | 225 | 40% | 40% | 4500 | 28 | 8 | 1.0933 | 0.27333 | 47.6992 | 0.73229 | 48.4315 | WIDTH60_LENGTH50_HIGHT16_ORIENTATION315_WINDOWSRATIO30%_SKYLIGHTRATIO20%_3Dview.png | WIDTH60_LENGTH50_HIGHT16_ORIENTATION315_WINDOWSRATIO30%_SKYLIGHTRATIO20%.json
50 | 30 | 12 | 270 | 40% | 40% | 4500 | 8 | 28 | 1.0933 | 0.27333 | 47.7581 | 0.70521 | 48.4633 | WIDTH30_LENGTH60_HIGHT16_ORIENTATION315_WINDOWSRATIO30%_SKYLIGHTRATIO20%_3Dview.png | WIDTH30_LENGTH60_HIGHT16_ORIENTATION315_WINDOWSRATIO30%_SKYLIGHTRATIO20%.json
30 | 50 | 12 | 270 | 40% | 40% | 4500 | 28 | 8 | 1.0933 | 0.27333 | 47.8817 | 0.63367 | 48.5153 | WIDTH40_LENGTH60_HIGHT16_ORIENTATION315_WINDOWSRATIO30%_SKYLIGHTRATIO20%_3Dview.png | WIDTH40_LENGTH60_HIGHT16_ORIENTATION315_WINDOWSRATIO30%_SKYLIGHTRATIO20%.json
50 | 30 | 12 | 315 | 40% | 40% | 4500 | 8 | 28 | 1.0933 | 0.27333 | 47.7051 | 0.72847 | 48.4336 | WIDTH50_LENGTH60_HIGHT16_ORIENTATION315_WINDOWSRATIO30%_SKYLIGHTRATIO20%_3Dview.png | WIDTH50_LENGTH60_HIGHT16_ORIENTATION315_WINDOWSRATIO30%_SKYLIGHTRATIO20%.json
30 | 50 | 12 | 315 | 40% | 40% | 4500 | 28 | 8 | 1.0933 | 0.27333 | 47.6731 | 0.73937 | 48.4125 | WIDTH60_LENGTH60_HIGHT16_ORIENTATION315_WINDOWSRATIO30%_SKYLIGHTRATIO20%_3Dview.png | WIDTH60_LENGTH60_HIGHT16_ORIENTATION315_WINDOWSRATIO30%_SKYLIGHTRATIO20%.json
60 | 30 | 12 | 0 | 10% | 10% | 5400 | 8 | 38 | 1.0667 | 0.26667 | 43.9756 | 1.33 | 45.3056 | WIDTH30_LENGTH30_HIGHT8_ORIENTATION0_WINDOWSRATIO40%_SKYLIGHTRATIO20%_3Dview.png | WIDTH30_LENGTH30_HIGHT8_ORIENTATION0_WINDOWSRATIO40%_SKYLIGHTRATIO20%.json
40 | 40 | 12 | 0 | 10% | 10% | 4800 | 18 | 18 | 1.0667 | 0.26667 | 44.0861 | 1.3544 | 45.4405 | WIDTH40_LENGTH30_HIGHT8_ORIENTATION0_WINDOWSRATIO40%_SKYLIGHTRATIO20%_3Dview.png | WIDTH40_LENGTH30_HIGHT8_ORIENTATION0_WINDOWSRATIO40%_SKYLIGHTRATIO20%.json
30 | 60 | 12 | 0 | 10% | 10% | 5400 | 38 | 8 | 1.0667 | 0.26667 | 43.9691 | 1.3961 | 45.3652 | WIDTH50_LENGTH30_HIGHT8_ORIENTATION0_WINDOWSRATIO40%_SKYLIGHTRATIO20%_3Dview.png | WIDTH50_LENGTH30_HIGHT8_ORIENTATION0_WINDOWSRATIO40%_SKYLIGHTRATIO20%.json
60 | 30 | 12 | 45 | 10% | 10% | 5400 | 8 | 38 | 1.0667 | 0.26667 | 43.8719 | 1.4222 | 45.2941 | WIDTH60_LENGTH30_HIGHT8_ORIENTATION0_WINDOWSRATIO40%_SKYLIGHTRATIO20%_3Dview.png | WIDTH60_LENGTH30_HIGHT8_ORIENTATION0_WINDOWSRATIO40%_SKYLIGHTRATIO20%.json
40 | 40 | 12 | 45 | 10% | 10% | 4800 | 18 | 18 | 1.0667 | 0.26667 | 43.9828 | 1.4075 | 45.3903 | WIDTH30_LENGTH40_HIGHT8_ORIENTATION0_WINDOWSRATIO40%_SKYLIGHTRATIO20%_3Dview.png | WIDTH30_LENGTH40_HIGHT8_ORIENTATION0_WINDOWSRATIO40%_SKYLIGHTRATIO20%.json
30 | 60 | 12 | 45 | 10% | 10% | 5400 | 38 | 8 | 1.0667 | 0.26667 | 48.0663 | 2.5662 | 50.6325 | WIDTH40_LENGTH40_HIGHT8_ORIENTATION0_WINDOWSRATIO40%_SKYLIGHTRATIO20%_3Dview.png | WIDTH40_LENGTH40_HIGHT8_ORIENTATION0_WINDOWSRATIO40%_SKYLIGHTRATIO20%.json
60 | 30 | 12 | 90 | 10% | 10% | 5400 | 8 | 38 | 1.0667 | 0.26667 | 43.9702 | 1.3953 | 45.3655 | WIDTH50_LENGTH40_HIGHT8_ORIENTATION0_WINDOWSRATIO40%_SKYLIGHTRATIO20%_3Dview.png | WIDTH50_LENGTH40_HIGHT8_ORIENTATION0_WINDOWSRATIO40%_SKYLIGHTRATIO20%.json
40 | 40 | 12 | 90 | 10% | 10% | 4800 | 18 | 18 | 1.0667 | 0.26667 | 44.0858 | 1.3534 | 45.4393 | WIDTH60_LENGTH40_HIGHT8_ORIENTATION0_WINDOWSRATIO40%_SKYLIGHTRATIO20%_3Dview.png | WIDTH60_LENGTH40_HIGHT8_ORIENTATION0_WINDOWSRATIO40%_SKYLIGHTRATIO20%.json
30 | 60 | 12 | 90 | 10% | 10% | 5400 | 38 | 8 | 1.0667 | 0.26667 | 43.9717 | 1.3305 | 45.3022 | WIDTH30_LENGTH50_HIGHT8_ORIENTATION0_WINDOWSRATIO40%_SKYLIGHTRATIO20%_3Dview.png | WIDTH30_LENGTH50_HIGHT8_ORIENTATION0_WINDOWSRATIO40%_SKYLIGHTRATIO20%.json
60 | 30 | 12 | 135 | 10% | 10% | 5400 | 8 | 38 | 1.0667 | 0.26667 | 43.8675 | 1.4121 | 45.2796 | WIDTH40_LENGTH50_HIGHT8_ORIENTATION0_WINDOWSRATIO40%_SKYLIGHTRATIO20%_3Dview.png | WIDTH40_LENGTH50_HIGHT8_ORIENTATION0_WINDOWSRATIO40%_SKYLIGHTRATIO20%.json
40 | 40 | 12 | 135 | 10% | 10% | 4800 | 18 | 18 | 1.0667 | 0.26667 | 43.9794 | 1.4088 | 45.3881 | WIDTH50_LENGTH50_HIGHT8_ORIENTATION0_WINDOWSRATIO40%_SKYLIGHTRATIO20%_3Dview.png | WIDTH50_LENGTH50_HIGHT8_ORIENTATION0_WINDOWSRATIO40%_SKYLIGHTRATIO20%.json
30 | 60 | 12 | 135 | 10% | 10% | 5400 | 38 | 8 | 1.0667 | 0.26667 | 48.0832 | 2.5758 | 50.659 | WIDTH60_LENGTH50_HIGHT8_ORIENTATION0_WINDOWSRATIO40%_SKYLIGHTRATIO20%_3Dview.png | WIDTH60_LENGTH50_HIGHT8_ORIENTATION0_WINDOWSRATIO40%_SKYLIGHTRATIO20%.json
60 | 30 | 12 | 180 | 10% | 10% | 5400 | 8 | 38 | 1.0667 | 0.26667 | 43.9756 | 1.33 | 45.3056 | WIDTH30_LENGTH60_HIGHT8_ORIENTATION0_WINDOWSRATIO40%_SKYLIGHTRATIO20%_3Dview.png | WIDTH30_LENGTH60_HIGHT8_ORIENTATION0_WINDOWSRATIO40%_SKYLIGHTRATIO20%.json
40 | 40 | 12 | 180 | 10% | 10% | 4800 | 18 | 18 | 1.0667 | 0.26667 | 44.0861 | 1.3544 | 45.4405 | WIDTH40_LENGTH60_HIGHT8_ORIENTATION0_WINDOWSRATIO40%_SKYLIGHTRATIO20%_3Dview.png | WIDTH40_LENGTH60_HIGHT8_ORIENTATION0_WINDOWSRATIO40%_SKYLIGHTRATIO20%.json
30 | 60 | 12 | 180 | 10% | 10% | 5400 | 38 | 8 | 1.0667 | 0.26667 | 43.9691 | 1.3961 | 45.3652 | WIDTH50_LENGTH60_HIGHT8_ORIENTATION0_WINDOWSRATIO40%_SKYLIGHTRATIO20%_3Dview.png | WIDTH50_LENGTH60_HIGHT8_ORIENTATION0_WINDOWSRATIO40%_SKYLIGHTRATIO20%.json
60 | 30 | 12 | 225 | 10% | 10% | 5400 | 8 | 38 | 1.0667 | 0.26667 | 43.867 | 1.4234 | 45.2904 | WIDTH60_LENGTH60_HIGHT8_ORIENTATION0_WINDOWSRATIO40%_SKYLIGHTRATIO20%_3Dview.png | WIDTH60_LENGTH60_HIGHT8_ORIENTATION0_WINDOWSRATIO40%_SKYLIGHTRATIO20%.json
40 | 40 | 12 | 225 | 10% | 10% | 4800 | 18 | 18 | 1.0667 | 0.26667 | 43.9833 | 1.4071 | 45.3904 | WIDTH30_LENGTH30_HIGHT12_ORIENTATION0_WINDOWSRATIO40%_SKYLIGHTRATIO20%_3Dview.png | WIDTH30_LENGTH30_HIGHT12_ORIENTATION0_WINDOWSRATIO40%_SKYLIGHTRATIO20%.json
30 | 60 | 12 | 225 | 10% | 10% | 5400 | 38 | 8 | 1.0667 | 0.26667 | 43.8682 | 1.4116 | 45.2799 | WIDTH40_LENGTH30_HIGHT12_ORIENTATION0_WINDOWSRATIO40%_SKYLIGHTRATIO20%_3Dview.png | WIDTH40_LENGTH30_HIGHT12_ORIENTATION0_WINDOWSRATIO40%_SKYLIGHTRATIO20%.json
60 | 30 | 12 | 270 | 10% | 10% | 5400 | 8 | 38 | 1.0667 | 0.26667 | 43.9702 | 1.3953 | 45.3655 | WIDTH50_LENGTH30_HIGHT12_ORIENTATION0_WINDOWSRATIO40%_SKYLIGHTRATIO20%_3Dview.png | WIDTH50_LENGTH30_HIGHT12_ORIENTATION0_WINDOWSRATIO40%_SKYLIGHTRATIO20%.json
40 | 40 | 12 | 270 | 10% | 10% | 4800 | 18 | 18 | 1.0667 | 0.26667 | 44.0858 | 1.3534 | 45.4393 | WIDTH60_LENGTH30_HIGHT12_ORIENTATION0_WINDOWSRATIO40%_SKYLIGHTRATIO20%_3Dview.png | WIDTH60_LENGTH30_HIGHT12_ORIENTATION0_WINDOWSRATIO40%_SKYLIGHTRATIO20%.json
30 | 60 | 12 | 270 | 10% | 10% | 5400 | 38 | 8 | 1.0667 | 0.26667 | 43.9717 | 1.3305 | 45.3022 | WIDTH30_LENGTH40_HIGHT12_ORIENTATION0_WINDOWSRATIO40%_SKYLIGHTRATIO20%_3Dview.png | WIDTH30_LENGTH40_HIGHT12_ORIENTATION0_WINDOWSRATIO40%_SKYLIGHTRATIO20%.json
60 | 30 | 12 | 315 | 10% | 10% | 5400 | 8 | 38 | 1.0667 | 0.26667 | 43.8672 | 1.4116 | 45.2789 | WIDTH40_LENGTH40_HIGHT12_ORIENTATION0_WINDOWSRATIO40%_SKYLIGHTRATIO20%_3Dview.png | WIDTH40_LENGTH40_HIGHT12_ORIENTATION0_WINDOWSRATIO40%_SKYLIGHTRATIO20%.json
40 | 40 | 12 | 315 | 10% | 10% | 4800 | 18 | 18 | 1.0667 | 0.26667 | 43.9823 | 1.4075 | 45.3898 | WIDTH50_LENGTH40_HIGHT12_ORIENTATION0_WINDOWSRATIO40%_SKYLIGHTRATIO20%_3Dview.png | WIDTH50_LENGTH40_HIGHT12_ORIENTATION0_WINDOWSRATIO40%_SKYLIGHTRATIO20%.json
30 | 60 | 12 | 315 | 10% | 10% | 5400 | 38 | 8 | 1.0667 | 0.26667 | 43.8684 | 1.4235 | 45.2919 | WIDTH60_LENGTH40_HIGHT12_ORIENTATION0_WINDOWSRATIO40%_SKYLIGHTRATIO20%_3Dview.png | WIDTH60_LENGTH40_HIGHT12_ORIENTATION0_WINDOWSRATIO40%_SKYLIGHTRATIO20%.json
60 | 30 | 12 | 0 | 20% | 10% | 5400 | 8 | 38 | 1.0667 | 0.26667 | 45.0023 | 1.0877 | 46.0899 | WIDTH30_LENGTH50_HIGHT12_ORIENTATION0_WINDOWSRATIO40%_SKYLIGHTRATIO20%_3Dview.png | WIDTH30_LENGTH50_HIGHT12_ORIENTATION0_WINDOWSRATIO40%_SKYLIGHTRATIO20%.json
40 | 40 | 12 | 0 | 20% | 10% | 4800 | 18 | 18 | 1.0667 | 0.26667 | 45.0958 | 1.1201 | 46.2159 | WIDTH40_LENGTH50_HIGHT12_ORIENTATION0_WINDOWSRATIO40%_SKYLIGHTRATIO20%_3Dview.png | WIDTH40_LENGTH50_HIGHT12_ORIENTATION0_WINDOWSRATIO40%_SKYLIGHTRATIO20%.json
30 | 60 | 12 | 0 | 20% | 10% | 5400 | 38 | 8 | 1.0667 | 0.26667 | 44.9688 | 1.1701 | 46.1389 | WIDTH50_LENGTH50_HIGHT12_ORIENTATION0_WINDOWSRATIO40%_SKYLIGHTRATIO20%_3Dview.png | WIDTH50_LENGTH50_HIGHT12_ORIENTATION0_WINDOWSRATIO40%_SKYLIGHTRATIO20%.json
60 | 30 | 12 | 45 | 20% | 10% | 5400 | 8 | 38 | 1.0667 | 0.26667 | 44.8686 | 1.1946 | 46.0631 | WIDTH60_LENGTH50_HIGHT12_ORIENTATION0_WINDOWSRATIO40%_SKYLIGHTRATIO20%_3Dview.png | WIDTH60_LENGTH50_HIGHT12_ORIENTATION0_WINDOWSRATIO40%_SKYLIGHTRATIO20%.json
40 | 40 | 12 | 45 | 20% | 10% | 4800 | 18 | 18 | 1.0667 | 0.26667 | 44.9797 | 1.1815 | 46.1612 | WIDTH30_LENGTH60_HIGHT12_ORIENTATION0_WINDOWSRATIO40%_SKYLIGHTRATIO20%_3Dview.png | WIDTH30_LENGTH60_HIGHT12_ORIENTATION0_WINDOWSRATIO40%_SKYLIGHTRATIO20%.json
30 | 60 | 12 | 45 | 20% | 10% | 5400 | 38 | 8 | 1.0667 | 0.26667 | 49.069 | 2.3463 | 51.4153 | WIDTH40_LENGTH60_HIGHT12_ORIENTATION0_WINDOWSRATIO40%_SKYLIGHTRATIO20%_3Dview.png | WIDTH40_LENGTH60_HIGHT12_ORIENTATION0_WINDOWSRATIO40%_SKYLIGHTRATIO20%.json
60 | 30 | 12 | 90 | 20% | 10% | 5400 | 8 | 38 | 1.0667 | 0.26667 | 44.9701 | 1.1691 | 46.1392 | WIDTH50_LENGTH60_HIGHT12_ORIENTATION0_WINDOWSRATIO40%_SKYLIGHTRATIO20%_3Dview.png | WIDTH50_LENGTH60_HIGHT12_ORIENTATION0_WINDOWSRATIO40%_SKYLIGHTRATIO20%.json
40 | 40 | 12 | 90 | 20% | 10% | 4800 | 18 | 18 | 1.0667 | 0.26667 | 45.0957 | 1.1199 | 46.2156 | WIDTH60_LENGTH60_HIGHT12_ORIENTATION0_WINDOWSRATIO40%_SKYLIGHTRATIO20%_3Dview.png | WIDTH60_LENGTH60_HIGHT12_ORIENTATION0_WINDOWSRATIO40%_SKYLIGHTRATIO20%.json
30 | 60 | 12 | 90 | 20% | 10% | 5400 | 38 | 8 | 1.0667 | 0.26667 | 45.0008 | 1.0882 | 46.0889 | WIDTH30_LENGTH30_HIGHT16_ORIENTATION0_WINDOWSRATIO40%_SKYLIGHTRATIO20%_3Dview.png | WIDTH30_LENGTH30_HIGHT16_ORIENTATION0_WINDOWSRATIO40%_SKYLIGHTRATIO20%.json
60 | 30 | 12 | 135 | 20% | 10% | 5400 | 8 | 38 | 1.0667 | 0.26667 | 44.8632 | 1.1878 | 46.051 | WIDTH40_LENGTH30_HIGHT16_ORIENTATION0_WINDOWSRATIO40%_SKYLIGHTRATIO20%_3Dview.png | WIDTH40_LENGTH30_HIGHT16_ORIENTATION0_WINDOWSRATIO40%_SKYLIGHTRATIO20%.json
40 | 40 | 12 | 135 | 20% | 10% | 4800 | 18 | 18 | 1.0667 | 0.26667 | 44.9772 | 1.1829 | 46.16 | WIDTH50_LENGTH30_HIGHT16_ORIENTATION0_WINDOWSRATIO40%_SKYLIGHTRATIO20%_3Dview.png | WIDTH50_LENGTH30_HIGHT16_ORIENTATION0_WINDOWSRATIO40%_SKYLIGHTRATIO20%.json
30 | 60 | 12 | 135 | 20% | 10% | 5400 | 38 | 8 | 1.0667 | 0.26667 | 49.1011 | 2.3508 | 51.4519 | WIDTH60_LENGTH30_HIGHT16_ORIENTATION0_WINDOWSRATIO40%_SKYLIGHTRATIO20%_3Dview.png | WIDTH60_LENGTH30_HIGHT16_ORIENTATION0_WINDOWSRATIO40%_SKYLIGHTRATIO20%.json
60 | 30 | 12 | 180 | 20% | 10% | 5400 | 8 | 38 | 1.0667 | 0.26667 | 45.0023 | 1.0877 | 46.0899 | WIDTH30_LENGTH40_HIGHT16_ORIENTATION0_WINDOWSRATIO40%_SKYLIGHTRATIO20%_3Dview.png | WIDTH30_LENGTH40_HIGHT16_ORIENTATION0_WINDOWSRATIO40%_SKYLIGHTRATIO20%.json
40 | 40 | 12 | 180 | 20% | 10% | 4800 | 18 | 18 | 1.0667 | 0.26667 | 45.0958 | 1.1201 | 46.2159 | WIDTH40_LENGTH40_HIGHT16_ORIENTATION0_WINDOWSRATIO40%_SKYLIGHTRATIO20%_3Dview.png | WIDTH40_LENGTH40_HIGHT16_ORIENTATION0_WINDOWSRATIO40%_SKYLIGHTRATIO20%.json
30 | 60 | 12 | 180 | 20% | 10% | 5400 | 38 | 8 | 1.0667 | 0.26667 | 44.9688 | 1.1701 | 46.1389 | WIDTH50_LENGTH40_HIGHT16_ORIENTATION0_WINDOWSRATIO40%_SKYLIGHTRATIO20%_3Dview.png | WIDTH50_LENGTH40_HIGHT16_ORIENTATION0_WINDOWSRATIO40%_SKYLIGHTRATIO20%.json
60 | 30 | 12 | 225 | 20% | 10% | 5400 | 8 | 38 | 1.0667 | 0.26667 | 44.8646 | 1.1958 | 46.0604 | WIDTH60_LENGTH40_HIGHT16_ORIENTATION0_WINDOWSRATIO40%_SKYLIGHTRATIO20%_3Dview.png | WIDTH60_LENGTH40_HIGHT16_ORIENTATION0_WINDOWSRATIO40%_SKYLIGHTRATIO20%.json
40 | 40 | 12 | 225 | 20% | 10% | 4800 | 18 | 18 | 1.0667 | 0.26667 | 44.9803 | 1.1811 | 46.1613 | WIDTH30_LENGTH50_HIGHT16_ORIENTATION0_WINDOWSRATIO40%_SKYLIGHTRATIO20%_3Dview.png | WIDTH30_LENGTH50_HIGHT16_ORIENTATION0_WINDOWSRATIO40%_SKYLIGHTRATIO20%.json
30 | 60 | 12 | 225 | 20% | 10% | 5400 | 38 | 8 | 1.0667 | 0.26667 | 44.864 | 1.1862 | 46.0502 | WIDTH40_LENGTH50_HIGHT16_ORIENTATION0_WINDOWSRATIO40%_SKYLIGHTRATIO20%_3Dview.png | WIDTH40_LENGTH50_HIGHT16_ORIENTATION0_WINDOWSRATIO40%_SKYLIGHTRATIO20%.json
60 | 30 | 12 | 270 | 20% | 10% | 5400 | 8 | 38 | 1.0667 | 0.26667 | 44.9701 | 1.1691 | 46.1392 | WIDTH50_LENGTH50_HIGHT16_ORIENTATION0_WINDOWSRATIO40%_SKYLIGHTRATIO20%_3Dview.png | WIDTH50_LENGTH50_HIGHT16_ORIENTATION0_WINDOWSRATIO40%_SKYLIGHTRATIO20%.json
40 | 40 | 12 | 270 | 20% | 10% | 4800 | 18 | 18 | 1.0667 | 0.26667 | 45.0957 | 1.1199 | 46.2156 | WIDTH60_LENGTH50_HIGHT16_ORIENTATION0_WINDOWSRATIO40%_SKYLIGHTRATIO20%_3Dview.png | WIDTH60_LENGTH50_HIGHT16_ORIENTATION0_WINDOWSRATIO40%_SKYLIGHTRATIO20%.json
30 | 60 | 12 | 270 | 20% | 10% | 5400 | 38 | 8 | 1.0667 | 0.26667 | 45.0008 | 1.0882 | 46.0889 | WIDTH30_LENGTH60_HIGHT16_ORIENTATION0_WINDOWSRATIO40%_SKYLIGHTRATIO20%_3Dview.png | WIDTH30_LENGTH60_HIGHT16_ORIENTATION0_WINDOWSRATIO40%_SKYLIGHTRATIO20%.json
60 | 30 | 12 | 315 | 20% | 10% | 5400 | 8 | 38 | 1.0667 | 0.26667 | 44.8631 | 1.1862 | 46.0493 | WIDTH40_LENGTH60_HIGHT16_ORIENTATION0_WINDOWSRATIO40%_SKYLIGHTRATIO20%_3Dview.png | WIDTH40_LENGTH60_HIGHT16_ORIENTATION0_WINDOWSRATIO40%_SKYLIGHTRATIO20%.json
40 | 40 | 12 | 315 | 20% | 10% | 4800 | 18 | 18 | 1.0667 | 0.26667 | 44.9794 | 1.1815 | 46.1609 | WIDTH50_LENGTH60_HIGHT16_ORIENTATION0_WINDOWSRATIO40%_SKYLIGHTRATIO20%_3Dview.png | WIDTH50_LENGTH60_HIGHT16_ORIENTATION0_WINDOWSRATIO40%_SKYLIGHTRATIO20%.json
30 | 60 | 12 | 315 | 20% | 10% | 5400 | 38 | 8 | 1.0667 | 0.26667 | 44.8655 | 1.1958 | 46.0614 | WIDTH60_LENGTH60_HIGHT16_ORIENTATION0_WINDOWSRATIO40%_SKYLIGHTRATIO20%_3Dview.png | WIDTH60_LENGTH60_HIGHT16_ORIENTATION0_WINDOWSRATIO40%_SKYLIGHTRATIO20%.json
60 | 30 | 12 | 0 | 30% | 10% | 5400 | 8 | 38 | 1.0667 | 0.26667 | 45.8107 | 0.88935 | 46.7001 | WIDTH30_LENGTH30_HIGHT8_ORIENTATION45_WINDOWSRATIO40%_SKYLIGHTRATIO20%_3Dview.png | WIDTH30_LENGTH30_HIGHT8_ORIENTATION45_WINDOWSRATIO40%_SKYLIGHTRATIO20%.json
40 | 40 | 12 | 0 | 30% | 10% | 4800 | 18 | 18 | 1.0667 | 0.26667 | 45.8636 | 0.93108 | 46.7947 | WIDTH40_LENGTH30_HIGHT8_ORIENTATION45_WINDOWSRATIO40%_SKYLIGHTRATIO20%_3Dview.png | WIDTH40_LENGTH30_HIGHT8_ORIENTATION45_WINDOWSRATIO40%_SKYLIGHTRATIO20%.json
30 | 60 | 12 | 0 | 30% | 10% | 5400 | 38 | 8 | 1.0667 | 0.26667 | 45.7334 | 0.98318 | 46.7166 | WIDTH50_LENGTH30_HIGHT8_ORIENTATION45_WINDOWSRATIO40%_SKYLIGHTRATIO20%_3Dview.png | WIDTH50_LENGTH30_HIGHT8_ORIENTATION45_WINDOWSRATIO40%_SKYLIGHTRATIO20%.json
60 | 30 | 12 | 45 | 30% | 10% | 5400 | 8 | 38 | 1.0667 | 0.26667 | 45.6382 | 1.0085 | 46.6468 | WIDTH60_LENGTH30_HIGHT8_ORIENTATION45_WINDOWSRATIO40%_SKYLIGHTRATIO20%_3Dview.png | WIDTH60_LENGTH30_HIGHT8_ORIENTATION45_WINDOWSRATIO40%_SKYLIGHTRATIO20%.json
40 | 40 | 12 | 45 | 30% | 10% | 4800 | 18 | 18 | 1.0667 | 0.26667 | 45.736 | 0.99458 | 46.7305 | WIDTH30_LENGTH40_HIGHT8_ORIENTATION45_WINDOWSRATIO40%_SKYLIGHTRATIO20%_3Dview.png | WIDTH30_LENGTH40_HIGHT8_ORIENTATION45_WINDOWSRATIO40%_SKYLIGHTRATIO20%.json
30 | 60 | 12 | 45 | 30% | 10% | 5400 | 38 | 8 | 1.0667 | 0.26667 | 49.9107 | 2.1644 | 52.0751 | WIDTH40_LENGTH40_HIGHT8_ORIENTATION45_WINDOWSRATIO40%_SKYLIGHTRATIO20%_3Dview.png | WIDTH40_LENGTH40_HIGHT8_ORIENTATION45_WINDOWSRATIO40%_SKYLIGHTRATIO20%.json
60 | 30 | 12 | 90 | 30% | 10% | 5400 | 8 | 38 | 1.0667 | 0.26667 | 45.7346 | 0.98246 | 46.7171 | WIDTH50_LENGTH40_HIGHT8_ORIENTATION45_WINDOWSRATIO40%_SKYLIGHTRATIO20%_3Dview.png | WIDTH50_LENGTH40_HIGHT8_ORIENTATION45_WINDOWSRATIO40%_SKYLIGHTRATIO20%.json
40 | 40 | 12 | 90 | 30% | 10% | 4800 | 18 | 18 | 1.0667 | 0.26667 | 45.8625 | 0.93019 | 46.7927 | WIDTH60_LENGTH40_HIGHT8_ORIENTATION45_WINDOWSRATIO40%_SKYLIGHTRATIO20%_3Dview.png | WIDTH60_LENGTH40_HIGHT8_ORIENTATION45_WINDOWSRATIO40%_SKYLIGHTRATIO20%.json
30 | 60 | 12 | 90 | 30% | 10% | 5400 | 38 | 8 | 1.0667 | 0.26667 | 45.8094 | 0.8898 | 46.6992 | WIDTH30_LENGTH50_HIGHT8_ORIENTATION45_WINDOWSRATIO40%_SKYLIGHTRATIO20%_3Dview.png | WIDTH30_LENGTH50_HIGHT8_ORIENTATION45_WINDOWSRATIO40%_SKYLIGHTRATIO20%.json
60 | 30 | 12 | 135 | 30% | 10% | 5400 | 8 | 38 | 1.0667 | 0.26667 | 45.6407 | 0.99992 | 46.6406 | WIDTH40_LENGTH50_HIGHT8_ORIENTATION45_WINDOWSRATIO40%_SKYLIGHTRATIO20%_3Dview.png | WIDTH40_LENGTH50_HIGHT8_ORIENTATION45_WINDOWSRATIO40%_SKYLIGHTRATIO20%.json
40 | 40 | 12 | 135 | 30% | 10% | 4800 | 18 | 18 | 1.0667 | 0.26667 | 45.7337 | 0.99568 | 46.7294 | WIDTH50_LENGTH50_HIGHT8_ORIENTATION45_WINDOWSRATIO40%_SKYLIGHTRATIO20%_3Dview.png | WIDTH50_LENGTH50_HIGHT8_ORIENTATION45_WINDOWSRATIO40%_SKYLIGHTRATIO20%.json
30 | 60 | 12 | 135 | 30% | 10% | 5400 | 38 | 8 | 1.0667 | 0.26667 | 49.956 | 2.1651 | 52.1212 | WIDTH60_LENGTH50_HIGHT8_ORIENTATION45_WINDOWSRATIO40%_SKYLIGHTRATIO20%_3Dview.png | WIDTH60_LENGTH50_HIGHT8_ORIENTATION45_WINDOWSRATIO40%_SKYLIGHTRATIO20%.json
60 | 30 | 12 | 180 | 30% | 10% | 5400 | 8 | 38 | 1.0667 | 0.26667 | 45.8107 | 0.88935 | 46.7001 | WIDTH30_LENGTH60_HIGHT8_ORIENTATION45_WINDOWSRATIO40%_SKYLIGHTRATIO20%_3Dview.png | WIDTH30_LENGTH60_HIGHT8_ORIENTATION45_WINDOWSRATIO40%_SKYLIGHTRATIO20%.json
40 | 40 | 12 | 180 | 30% | 10% | 4800 | 18 | 18 | 1.0667 | 0.26667 | 45.8636 | 0.93108 | 46.7947 | WIDTH40_LENGTH60_HIGHT8_ORIENTATION45_WINDOWSRATIO40%_SKYLIGHTRATIO20%_3Dview.png | WIDTH40_LENGTH60_HIGHT8_ORIENTATION45_WINDOWSRATIO40%_SKYLIGHTRATIO20%.json
30 | 60 | 12 | 180 | 30% | 10% | 5400 | 38 | 8 | 1.0667 | 0.26667 | 45.7334 | 0.98318 | 46.7166 | WIDTH50_LENGTH60_HIGHT8_ORIENTATION45_WINDOWSRATIO40%_SKYLIGHTRATIO20%_3Dview.png | WIDTH50_LENGTH60_HIGHT8_ORIENTATION45_WINDOWSRATIO40%_SKYLIGHTRATIO20%.json
60 | 30 | 12 | 225 | 30% | 10% | 5400 | 8 | 38 | 1.0667 | 0.26667 | 45.6365 | 1.0096 | 46.646 | WIDTH60_LENGTH60_HIGHT8_ORIENTATION45_WINDOWSRATIO40%_SKYLIGHTRATIO20%_3Dview.png | WIDTH60_LENGTH60_HIGHT8_ORIENTATION45_WINDOWSRATIO40%_SKYLIGHTRATIO20%.json
40 | 40 | 12 | 225 | 30% | 10% | 4800 | 18 | 18 | 1.0667 | 0.26667 | 45.7366 | 0.99422 | 46.7308 | WIDTH30_LENGTH30_HIGHT12_ORIENTATION45_WINDOWSRATIO40%_SKYLIGHTRATIO20%_3Dview.png | WIDTH30_LENGTH30_HIGHT12_ORIENTATION45_WINDOWSRATIO40%_SKYLIGHTRATIO20%.json
30 | 60 | 12 | 225 | 30% | 10% | 5400 | 38 | 8 | 1.0667 | 0.26667 | 45.6414 | 0.99964 | 46.6411 | WIDTH40_LENGTH30_HIGHT12_ORIENTATION45_WINDOWSRATIO40%_SKYLIGHTRATIO20%_3Dview.png | WIDTH40_LENGTH30_HIGHT12_ORIENTATION45_WINDOWSRATIO40%_SKYLIGHTRATIO20%.json
60 | 30 | 12 | 270 | 30% | 10% | 5400 | 8 | 38 | 1.0667 | 0.26667 | 45.7346 | 0.98246 | 46.7171 | WIDTH50_LENGTH30_HIGHT12_ORIENTATION45_WINDOWSRATIO40%_SKYLIGHTRATIO20%_3Dview.png | WIDTH50_LENGTH30_HIGHT12_ORIENTATION45_WINDOWSRATIO40%_SKYLIGHTRATIO20%.json
40 | 40 | 12 | 270 | 30% | 10% | 4800 | 18 | 18 | 1.0667 | 0.26667 | 45.8625 | 0.93019 | 46.7927 | WIDTH60_LENGTH30_HIGHT12_ORIENTATION45_WINDOWSRATIO40%_SKYLIGHTRATIO20%_3Dview.png | WIDTH60_LENGTH30_HIGHT12_ORIENTATION45_WINDOWSRATIO40%_SKYLIGHTRATIO20%.json
30 | 60 | 12 | 270 | 30% | 10% | 5400 | 38 | 8 | 1.0667 | 0.26667 | 45.8094 | 0.8898 | 46.6992 | WIDTH30_LENGTH40_HIGHT12_ORIENTATION45_WINDOWSRATIO40%_SKYLIGHTRATIO20%_3Dview.png | WIDTH30_LENGTH40_HIGHT12_ORIENTATION45_WINDOWSRATIO40%_SKYLIGHTRATIO20%.json
60 | 30 | 12 | 315 | 30% | 10% | 5400 | 8 | 38 | 1.0667 | 0.26667 | 45.6406 | 0.99967 | 46.6403 | WIDTH40_LENGTH40_HIGHT12_ORIENTATION45_WINDOWSRATIO40%_SKYLIGHTRATIO20%_3Dview.png | WIDTH40_LENGTH40_HIGHT12_ORIENTATION45_WINDOWSRATIO40%_SKYLIGHTRATIO20%.json
40 | 40 | 12 | 315 | 30% | 10% | 4800 | 18 | 18 | 1.0667 | 0.26667 | 45.7358 | 0.9946 | 46.7304 | WIDTH50_LENGTH40_HIGHT12_ORIENTATION45_WINDOWSRATIO40%_SKYLIGHTRATIO20%_3Dview.png | WIDTH50_LENGTH40_HIGHT12_ORIENTATION45_WINDOWSRATIO40%_SKYLIGHTRATIO20%.json
30 | 60 | 12 | 315 | 30% | 10% | 5400 | 38 | 8 | 1.0667 | 0.26667 | 45.6372 | 1.0096 | 46.6468 | WIDTH60_LENGTH40_HIGHT12_ORIENTATION45_WINDOWSRATIO40%_SKYLIGHTRATIO20%_3Dview.png | WIDTH60_LENGTH40_HIGHT12_ORIENTATION45_WINDOWSRATIO40%_SKYLIGHTRATIO20%.json
60 | 30 | 12 | 0 | 40% | 10% | 5400 | 8 | 38 | 1.0667 | 0.26667 | 46.4354 | 0.73192 | 47.1674 | WIDTH30_LENGTH50_HIGHT12_ORIENTATION45_WINDOWSRATIO40%_SKYLIGHTRATIO20%_3Dview.png | WIDTH30_LENGTH50_HIGHT12_ORIENTATION45_WINDOWSRATIO40%_SKYLIGHTRATIO20%.json
40 | 40 | 12 | 0 | 40% | 10% | 4800 | 18 | 18 | 1.0667 | 0.26667 | 46.4435 | 0.77761 | 47.2211 | WIDTH40_LENGTH50_HIGHT12_ORIENTATION45_WINDOWSRATIO40%_SKYLIGHTRATIO20%_3Dview.png | WIDTH40_LENGTH50_HIGHT12_ORIENTATION45_WINDOWSRATIO40%_SKYLIGHTRATIO20%.json
30 | 60 | 12 | 0 | 40% | 10% | 5400 | 38 | 8 | 1.0667 | 0.26667 | 46.303 | 0.83015 | 47.1332 | WIDTH50_LENGTH50_HIGHT12_ORIENTATION45_WINDOWSRATIO40%_SKYLIGHTRATIO20%_3Dview.png | WIDTH50_LENGTH50_HIGHT12_ORIENTATION45_WINDOWSRATIO40%_SKYLIGHTRATIO20%.json
60 | 30 | 12 | 45 | 40% | 10% | 5400 | 8 | 38 | 1.0667 | 0.26667 | 46.2229 | 0.85541 | 47.0784 | WIDTH60_LENGTH50_HIGHT12_ORIENTATION45_WINDOWSRATIO40%_SKYLIGHTRATIO20%_3Dview.png | WIDTH60_LENGTH50_HIGHT12_ORIENTATION45_WINDOWSRATIO40%_SKYLIGHTRATIO20%.json
40 | 40 | 12 | 45 | 40% | 10% | 4800 | 18 | 18 | 1.0667 | 0.26667 | 46.31 | 0.84456 | 47.1546 | WIDTH30_LENGTH60_HIGHT12_ORIENTATION45_WINDOWSRATIO40%_SKYLIGHTRATIO20%_3Dview.png | WIDTH30_LENGTH60_HIGHT12_ORIENTATION45_WINDOWSRATIO40%_SKYLIGHTRATIO20%.json
30 | 60 | 12 | 45 | 40% | 10% | 5400 | 38 | 8 | 1.0667 | 0.26667 | 50.6166 | 2.0108 | 52.6274 | WIDTH40_LENGTH60_HIGHT12_ORIENTATION45_WINDOWSRATIO40%_SKYLIGHTRATIO20%_3Dview.png | WIDTH40_LENGTH60_HIGHT12_ORIENTATION45_WINDOWSRATIO40%_SKYLIGHTRATIO20%.json
60 | 30 | 12 | 90 | 40% | 10% | 5400 | 8 | 38 | 1.0667 | 0.26667 | 46.304 | 0.82948 | 47.1334 | WIDTH50_LENGTH60_HIGHT12_ORIENTATION45_WINDOWSRATIO40%_SKYLIGHTRATIO20%_3Dview.png | WIDTH50_LENGTH60_HIGHT12_ORIENTATION45_WINDOWSRATIO40%_SKYLIGHTRATIO20%.json
40 | 40 | 12 | 90 | 40% | 10% | 4800 | 18 | 18 | 1.0667 | 0.26667 | 46.4435 | 0.77684 | 47.2204 | WIDTH60_LENGTH60_HIGHT12_ORIENTATION45_WINDOWSRATIO40%_SKYLIGHTRATIO20%_3Dview.png | WIDTH60_LENGTH60_HIGHT12_ORIENTATION45_WINDOWSRATIO40%_SKYLIGHTRATIO20%.json
30 | 60 | 12 | 90 | 40% | 10% | 5400 | 38 | 8 | 1.0667 | 0.26667 | 46.4343 | 0.73233 | 47.1667 | WIDTH30_LENGTH30_HIGHT16_ORIENTATION45_WINDOWSRATIO40%_SKYLIGHTRATIO20%_3Dview.png | WIDTH30_LENGTH30_HIGHT16_ORIENTATION45_WINDOWSRATIO40%_SKYLIGHTRATIO20%.json
60 | 30 | 12 | 135 | 40% | 10% | 5400 | 8 | 38 | 1.0667 | 0.26667 | 46.2417 | 0.84513 | 47.0869 | WIDTH40_LENGTH30_HIGHT16_ORIENTATION45_WINDOWSRATIO40%_SKYLIGHTRATIO20%_3Dview.png | WIDTH40_LENGTH30_HIGHT16_ORIENTATION45_WINDOWSRATIO40%_SKYLIGHTRATIO20%.json
40 | 40 | 12 | 135 | 40% | 10% | 4800 | 18 | 18 | 1.0667 | 0.26667 | 46.3077 | 0.8455 | 47.1532 | WIDTH50_LENGTH30_HIGHT16_ORIENTATION45_WINDOWSRATIO40%_SKYLIGHTRATIO20%_3Dview.png | WIDTH50_LENGTH30_HIGHT16_ORIENTATION45_WINDOWSRATIO40%_SKYLIGHTRATIO20%.json
30 | 60 | 12 | 135 | 40% | 10% | 5400 | 38 | 8 | 1.0667 | 0.26667 | 50.6717 | 2.0077 | 52.6794 | WIDTH60_LENGTH30_HIGHT16_ORIENTATION45_WINDOWSRATIO40%_SKYLIGHTRATIO20%_3Dview.png | WIDTH60_LENGTH30_HIGHT16_ORIENTATION45_WINDOWSRATIO40%_SKYLIGHTRATIO20%.json
60 | 30 | 12 | 180 | 40% | 10% | 5400 | 8 | 38 | 1.0667 | 0.26667 | 46.4354 | 0.73192 | 47.1674 | WIDTH30_LENGTH40_HIGHT16_ORIENTATION45_WINDOWSRATIO40%_SKYLIGHTRATIO20%_3Dview.png | WIDTH30_LENGTH40_HIGHT16_ORIENTATION45_WINDOWSRATIO40%_SKYLIGHTRATIO20%.json
40 | 40 | 12 | 180 | 40% | 10% | 4800 | 18 | 18 | 1.0667 | 0.26667 | 46.4435 | 0.77761 | 47.2211 | WIDTH40_LENGTH40_HIGHT16_ORIENTATION45_WINDOWSRATIO40%_SKYLIGHTRATIO20%_3Dview.png | WIDTH40_LENGTH40_HIGHT16_ORIENTATION45_WINDOWSRATIO40%_SKYLIGHTRATIO20%.json
30 | 60 | 12 | 180 | 40% | 10% | 5400 | 38 | 8 | 1.0667 | 0.26667 | 46.303 | 0.83015 | 47.1332 | WIDTH50_LENGTH40_HIGHT16_ORIENTATION45_WINDOWSRATIO40%_SKYLIGHTRATIO20%_3Dview.png | WIDTH50_LENGTH40_HIGHT16_ORIENTATION45_WINDOWSRATIO40%_SKYLIGHTRATIO20%.json
60 | 30 | 12 | 225 | 40% | 10% | 5400 | 8 | 38 | 1.0667 | 0.26667 | 46.2204 | 0.85635 | 47.0768 | WIDTH60_LENGTH40_HIGHT16_ORIENTATION45_WINDOWSRATIO40%_SKYLIGHTRATIO20%_3Dview.png | WIDTH60_LENGTH40_HIGHT16_ORIENTATION45_WINDOWSRATIO40%_SKYLIGHTRATIO20%.json
40 | 40 | 12 | 225 | 40% | 10% | 4800 | 18 | 18 | 1.0667 | 0.26667 | 46.3108 | 0.84425 | 47.155 | WIDTH30_LENGTH50_HIGHT16_ORIENTATION45_WINDOWSRATIO40%_SKYLIGHTRATIO20%_3Dview.png | WIDTH30_LENGTH50_HIGHT16_ORIENTATION45_WINDOWSRATIO40%_SKYLIGHTRATIO20%.json
30 | 60 | 12 | 225 | 40% | 10% | 5400 | 38 | 8 | 1.0667 | 0.26667 | 46.2422 | 0.84544 | 47.0877 | WIDTH40_LENGTH50_HIGHT16_ORIENTATION45_WINDOWSRATIO40%_SKYLIGHTRATIO20%_3Dview.png | WIDTH40_LENGTH50_HIGHT16_ORIENTATION45_WINDOWSRATIO40%_SKYLIGHTRATIO20%.json
60 | 30 | 12 | 270 | 40% | 10% | 5400 | 8 | 38 | 1.0667 | 0.26667 | 46.304 | 0.82948 | 47.1334 | WIDTH50_LENGTH50_HIGHT16_ORIENTATION45_WINDOWSRATIO40%_SKYLIGHTRATIO20%_3Dview.png | WIDTH50_LENGTH50_HIGHT16_ORIENTATION45_WINDOWSRATIO40%_SKYLIGHTRATIO20%.json
40 | 40 | 12 | 270 | 40% | 10% | 4800 | 18 | 18 | 1.0667 | 0.26667 | 46.4435 | 0.77684 | 47.2204 | WIDTH60_LENGTH50_HIGHT16_ORIENTATION45_WINDOWSRATIO40%_SKYLIGHTRATIO20%_3Dview.png | WIDTH60_LENGTH50_HIGHT16_ORIENTATION45_WINDOWSRATIO40%_SKYLIGHTRATIO20%.json
30 | 60 | 12 | 270 | 40% | 10% | 5400 | 38 | 8 | 1.0667 | 0.26667 | 46.4343 | 0.73233 | 47.1667 | WIDTH30_LENGTH60_HIGHT16_ORIENTATION45_WINDOWSRATIO40%_SKYLIGHTRATIO20%_3Dview.png | WIDTH30_LENGTH60_HIGHT16_ORIENTATION45_WINDOWSRATIO40%_SKYLIGHTRATIO20%.json
60 | 30 | 12 | 315 | 40% | 10% | 5400 | 8 | 38 | 1.0667 | 0.26667 | 46.2415 | 0.84548 | 47.087 | WIDTH40_LENGTH60_HIGHT16_ORIENTATION45_WINDOWSRATIO40%_SKYLIGHTRATIO20%_3Dview.png | WIDTH40_LENGTH60_HIGHT16_ORIENTATION45_WINDOWSRATIO40%_SKYLIGHTRATIO20%.json
40 | 40 | 12 | 315 | 40% | 10% | 4800 | 18 | 18 | 1.0667 | 0.26667 | 46.3099 | 0.84455 | 47.1545 | WIDTH50_LENGTH60_HIGHT16_ORIENTATION45_WINDOWSRATIO40%_SKYLIGHTRATIO20%_3Dview.png | WIDTH50_LENGTH60_HIGHT16_ORIENTATION45_WINDOWSRATIO40%_SKYLIGHTRATIO20%.json
30 | 60 | 12 | 315 | 40% | 10% | 5400 | 38 | 8 | 1.0667 | 0.26667 | 46.2213 | 0.85587 | 47.0772 | WIDTH60_LENGTH60_HIGHT16_ORIENTATION45_WINDOWSRATIO40%_SKYLIGHTRATIO20%_3Dview.png | WIDTH60_LENGTH60_HIGHT16_ORIENTATION45_WINDOWSRATIO40%_SKYLIGHTRATIO20%.json
60 | 30 | 12 | 0 | 10% | 20% | 5400 | 8 | 38 | 1.0667 | 0.26667 | 44.2518 | 1.2713 | 45.5231 | WIDTH30_LENGTH30_HIGHT8_ORIENTATION90_WINDOWSRATIO40%_SKYLIGHTRATIO20%_3Dview.png | WIDTH30_LENGTH30_HIGHT8_ORIENTATION90_WINDOWSRATIO40%_SKYLIGHTRATIO20%.json
40 | 40 | 12 | 0 | 10% | 20% | 4800 | 18 | 18 | 1.0667 | 0.26667 | 44.4031 | 1.285 | 45.6881 | WIDTH40_LENGTH30_HIGHT8_ORIENTATION90_WINDOWSRATIO40%_SKYLIGHTRATIO20%_3Dview.png | WIDTH40_LENGTH30_HIGHT8_ORIENTATION90_WINDOWSRATIO40%_SKYLIGHTRATIO20%.json
30 | 60 | 12 | 0 | 10% | 20% | 5400 | 38 | 8 | 1.0667 | 0.26667 | 44.2424 | 1.3344 | 45.5768 | WIDTH50_LENGTH30_HIGHT8_ORIENTATION90_WINDOWSRATIO40%_SKYLIGHTRATIO20%_3Dview.png | WIDTH50_LENGTH30_HIGHT8_ORIENTATION90_WINDOWSRATIO40%_SKYLIGHTRATIO20%.json
60 | 30 | 12 | 45 | 10% | 20% | 5400 | 8 | 38 | 1.0667 | 0.26667 | 44.1496 | 1.359 | 45.5085 | WIDTH60_LENGTH30_HIGHT8_ORIENTATION90_WINDOWSRATIO40%_SKYLIGHTRATIO20%_3Dview.png | WIDTH60_LENGTH30_HIGHT8_ORIENTATION90_WINDOWSRATIO40%_SKYLIGHTRATIO20%.json
40 | 40 | 12 | 45 | 10% | 20% | 4800 | 18 | 18 | 1.0667 | 0.26667 | 44.2986 | 1.337 | 45.6356 | WIDTH30_LENGTH40_HIGHT8_ORIENTATION90_WINDOWSRATIO40%_SKYLIGHTRATIO20%_3Dview.png | WIDTH30_LENGTH40_HIGHT8_ORIENTATION90_WINDOWSRATIO40%_SKYLIGHTRATIO20%.json
30 | 60 | 12 | 45 | 10% | 20% | 5400 | 38 | 8 | 1.0667 | 0.26667 | 48.3359 | 2.4932 | 50.829 | WIDTH40_LENGTH40_HIGHT8_ORIENTATION90_WINDOWSRATIO40%_SKYLIGHTRATIO20%_3Dview.png | WIDTH40_LENGTH40_HIGHT8_ORIENTATION90_WINDOWSRATIO40%_SKYLIGHTRATIO20%.json
60 | 30 | 12 | 90 | 10% | 20% | 5400 | 8 | 38 | 1.0667 | 0.26667 | 44.2454 | 1.3329 | 45.5783 | WIDTH50_LENGTH40_HIGHT8_ORIENTATION90_WINDOWSRATIO40%_SKYLIGHTRATIO20%_3Dview.png | WIDTH50_LENGTH40_HIGHT8_ORIENTATION90_WINDOWSRATIO40%_SKYLIGHTRATIO20%.json
40 | 40 | 12 | 90 | 10% | 20% | 4800 | 18 | 18 | 1.0667 | 0.26667 | 44.4046 | 1.2838 | 45.6884 | WIDTH60_LENGTH40_HIGHT8_ORIENTATION90_WINDOWSRATIO40%_SKYLIGHTRATIO20%_3Dview.png | WIDTH60_LENGTH40_HIGHT8_ORIENTATION90_WINDOWSRATIO40%_SKYLIGHTRATIO20%.json
30 | 60 | 12 | 90 | 10% | 20% | 5400 | 38 | 8 | 1.0667 | 0.26667 | 44.2489 | 1.2724 | 45.5214 | WIDTH30_LENGTH50_HIGHT8_ORIENTATION90_WINDOWSRATIO40%_SKYLIGHTRATIO20%_3Dview.png | WIDTH30_LENGTH50_HIGHT8_ORIENTATION90_WINDOWSRATIO40%_SKYLIGHTRATIO20%.json
60 | 30 | 12 | 135 | 10% | 20% | 5400 | 8 | 38 | 1.0667 | 0.26667 | 44.1391 | 1.3508 | 45.4899 | WIDTH40_LENGTH50_HIGHT8_ORIENTATION90_WINDOWSRATIO40%_SKYLIGHTRATIO20%_3Dview.png | WIDTH40_LENGTH50_HIGHT8_ORIENTATION90_WINDOWSRATIO40%_SKYLIGHTRATIO20%.json
40 | 40 | 12 | 135 | 10% | 20% | 4800 | 18 | 18 | 1.0667 | 0.26667 | 44.2966 | 1.3398 | 45.6364 | WIDTH50_LENGTH50_HIGHT8_ORIENTATION90_WINDOWSRATIO40%_SKYLIGHTRATIO20%_3Dview.png | WIDTH50_LENGTH50_HIGHT8_ORIENTATION90_WINDOWSRATIO40%_SKYLIGHTRATIO20%.json
30 | 60 | 12 | 135 | 10% | 20% | 5400 | 38 | 8 | 1.0667 | 0.26667 | 48.341 | 2.5066 | 50.8475 | WIDTH60_LENGTH50_HIGHT8_ORIENTATION90_WINDOWSRATIO40%_SKYLIGHTRATIO20%_3Dview.png | WIDTH60_LENGTH50_HIGHT8_ORIENTATION90_WINDOWSRATIO40%_SKYLIGHTRATIO20%.json
60 | 30 | 12 | 180 | 10% | 20% | 5400 | 8 | 38 | 1.0667 | 0.26667 | 44.2518 | 1.2713 | 45.5231 | WIDTH30_LENGTH60_HIGHT8_ORIENTATION90_WINDOWSRATIO40%_SKYLIGHTRATIO20%_3Dview.png | WIDTH30_LENGTH60_HIGHT8_ORIENTATION90_WINDOWSRATIO40%_SKYLIGHTRATIO20%.json
40 | 40 | 12 | 180 | 10% | 20% | 4800 | 18 | 18 | 1.0667 | 0.26667 | 44.4031 | 1.285 | 45.6881 | WIDTH40_LENGTH60_HIGHT8_ORIENTATION90_WINDOWSRATIO40%_SKYLIGHTRATIO20%_3Dview.png | WIDTH40_LENGTH60_HIGHT8_ORIENTATION90_WINDOWSRATIO40%_SKYLIGHTRATIO20%.json
30 | 60 | 12 | 180 | 10% | 20% | 5400 | 38 | 8 | 1.0667 | 0.26667 | 44.2424 | 1.3344 | 45.5768 | WIDTH50_LENGTH60_HIGHT8_ORIENTATION90_WINDOWSRATIO40%_SKYLIGHTRATIO20%_3Dview.png | WIDTH50_LENGTH60_HIGHT8_ORIENTATION90_WINDOWSRATIO40%_SKYLIGHTRATIO20%.json
60 | 30 | 12 | 225 | 10% | 20% | 5400 | 8 | 38 | 1.0667 | 0.26667 | 44.1496 | 1.359 | 45.5085 | WIDTH60_LENGTH60_HIGHT8_ORIENTATION90_WINDOWSRATIO40%_SKYLIGHTRATIO20%_3Dview.png | WIDTH60_LENGTH60_HIGHT8_ORIENTATION90_WINDOWSRATIO40%_SKYLIGHTRATIO20%.json
40 | 40 | 12 | 225 | 10% | 20% | 4800 | 18 | 18 | 1.0667 | 0.26667 | 44.3033 | 1.3356 | 45.6389 | WIDTH30_LENGTH30_HIGHT12_ORIENTATION90_WINDOWSRATIO40%_SKYLIGHTRATIO20%_3Dview.png | WIDTH30_LENGTH30_HIGHT12_ORIENTATION90_WINDOWSRATIO40%_SKYLIGHTRATIO20%.json
30 | 60 | 12 | 225 | 10% | 20% | 5400 | 38 | 8 | 1.0667 | 0.26667 | 44.1443 | 1.3496 | 45.4939 | WIDTH40_LENGTH30_HIGHT12_ORIENTATION90_WINDOWSRATIO40%_SKYLIGHTRATIO20%_3Dview.png | WIDTH40_LENGTH30_HIGHT12_ORIENTATION90_WINDOWSRATIO40%_SKYLIGHTRATIO20%.json
60 | 30 | 12 | 270 | 10% | 20% | 5400 | 8 | 38 | 1.0667 | 0.26667 | 44.2454 | 1.3329 | 45.5783 | WIDTH50_LENGTH30_HIGHT12_ORIENTATION90_WINDOWSRATIO40%_SKYLIGHTRATIO20%_3Dview.png | WIDTH50_LENGTH30_HIGHT12_ORIENTATION90_WINDOWSRATIO40%_SKYLIGHTRATIO20%.json
40 | 40 | 12 | 270 | 10% | 20% | 4800 | 18 | 18 | 1.0667 | 0.26667 | 44.4046 | 1.2838 | 45.6884 | WIDTH60_LENGTH30_HIGHT12_ORIENTATION90_WINDOWSRATIO40%_SKYLIGHTRATIO20%_3Dview.png | WIDTH60_LENGTH30_HIGHT12_ORIENTATION90_WINDOWSRATIO40%_SKYLIGHTRATIO20%.json
30 | 60 | 12 | 270 | 10% | 20% | 5400 | 38 | 8 | 1.0667 | 0.26667 | 44.2489 | 1.2724 | 45.5214 | WIDTH30_LENGTH40_HIGHT12_ORIENTATION90_WINDOWSRATIO40%_SKYLIGHTRATIO20%_3Dview.png | WIDTH30_LENGTH40_HIGHT12_ORIENTATION90_WINDOWSRATIO40%_SKYLIGHTRATIO20%.json
60 | 30 | 12 | 315 | 10% | 20% | 5400 | 8 | 38 | 1.0667 | 0.26667 | 44.1391 | 1.3508 | 45.4899 | WIDTH40_LENGTH40_HIGHT12_ORIENTATION90_WINDOWSRATIO40%_SKYLIGHTRATIO20%_3Dview.png | WIDTH40_LENGTH40_HIGHT12_ORIENTATION90_WINDOWSRATIO40%_SKYLIGHTRATIO20%.json
40 | 40 | 12 | 315 | 10% | 20% | 4800 | 18 | 18 | 1.0667 | 0.26667 | 44.2966 | 1.3398 | 45.6364 | WIDTH50_LENGTH40_HIGHT12_ORIENTATION90_WINDOWSRATIO40%_SKYLIGHTRATIO20%_3Dview.png | WIDTH50_LENGTH40_HIGHT12_ORIENTATION90_WINDOWSRATIO40%_SKYLIGHTRATIO20%.json
30 | 60 | 12 | 315 | 10% | 20% | 5400 | 38 | 8 | 1.0667 | 0.26667 | 44.1375 | 1.3625 | 45.5 | WIDTH60_LENGTH40_HIGHT12_ORIENTATION90_WINDOWSRATIO40%_SKYLIGHTRATIO20%_3Dview.png | WIDTH60_LENGTH40_HIGHT12_ORIENTATION90_WINDOWSRATIO40%_SKYLIGHTRATIO20%.json
60 | 30 | 12 | 0 | 20% | 20% | 5400 | 8 | 38 | 1.0667 | 0.26667 | 45.2328 | 1.0335 | 46.2664 | WIDTH30_LENGTH50_HIGHT12_ORIENTATION90_WINDOWSRATIO40%_SKYLIGHTRATIO20%_3Dview.png | WIDTH30_LENGTH50_HIGHT12_ORIENTATION90_WINDOWSRATIO40%_SKYLIGHTRATIO20%.json
40 | 40 | 12 | 0 | 20% | 20% | 4800 | 18 | 18 | 1.0667 | 0.26667 | 45.3563 | 1.059 | 46.4153 | WIDTH40_LENGTH50_HIGHT12_ORIENTATION90_WINDOWSRATIO40%_SKYLIGHTRATIO20%_3Dview.png | WIDTH40_LENGTH50_HIGHT12_ORIENTATION90_WINDOWSRATIO40%_SKYLIGHTRATIO20%.json
30 | 60 | 12 | 0 | 20% | 20% | 5400 | 38 | 8 | 1.0667 | 0.26667 | 45.1919 | 1.1151 | 46.307 | WIDTH50_LENGTH50_HIGHT12_ORIENTATION90_WINDOWSRATIO40%_SKYLIGHTRATIO20%_3Dview.png | WIDTH50_LENGTH50_HIGHT12_ORIENTATION90_WINDOWSRATIO40%_SKYLIGHTRATIO20%.json
60 | 30 | 12 | 45 | 20% | 20% | 5400 | 8 | 38 | 1.0667 | 0.26667 | 45.0999 | 1.1395 | 46.2394 | WIDTH60_LENGTH50_HIGHT12_ORIENTATION90_WINDOWSRATIO40%_SKYLIGHTRATIO20%_3Dview.png | WIDTH60_LENGTH50_HIGHT12_ORIENTATION90_WINDOWSRATIO40%_SKYLIGHTRATIO20%.json
40 | 40 | 12 | 45 | 20% | 20% | 4800 | 18 | 18 | 1.0667 | 0.26667 | 45.2398 | 1.1178 | 46.3576 | WIDTH30_LENGTH60_HIGHT12_ORIENTATION90_WINDOWSRATIO40%_SKYLIGHTRATIO20%_3Dview.png | WIDTH30_LENGTH60_HIGHT12_ORIENTATION90_WINDOWSRATIO40%_SKYLIGHTRATIO20%.json
30 | 60 | 12 | 45 | 20% | 20% | 5400 | 38 | 8 | 1.0667 | 0.26667 | 49.3176 | 2.2785 | 51.5962 | WIDTH40_LENGTH60_HIGHT12_ORIENTATION90_WINDOWSRATIO40%_SKYLIGHTRATIO20%_3Dview.png | WIDTH40_LENGTH60_HIGHT12_ORIENTATION90_WINDOWSRATIO40%_SKYLIGHTRATIO20%.json
60 | 30 | 12 | 90 | 20% | 20% | 5400 | 8 | 38 | 1.0667 | 0.26667 | 45.1944 | 1.1138 | 46.3082 | WIDTH50_LENGTH60_HIGHT12_ORIENTATION90_WINDOWSRATIO40%_SKYLIGHTRATIO20%_3Dview.png | WIDTH50_LENGTH60_HIGHT12_ORIENTATION90_WINDOWSRATIO40%_SKYLIGHTRATIO20%.json
40 | 40 | 12 | 90 | 20% | 20% | 4800 | 18 | 18 | 1.0667 | 0.26667 | 45.3579 | 1.0578 | 46.4157 | WIDTH60_LENGTH60_HIGHT12_ORIENTATION90_WINDOWSRATIO40%_SKYLIGHTRATIO20%_3Dview.png | WIDTH60_LENGTH60_HIGHT12_ORIENTATION90_WINDOWSRATIO40%_SKYLIGHTRATIO20%.json
30 | 60 | 12 | 90 | 20% | 20% | 5400 | 38 | 8 | 1.0667 | 0.26667 | 45.2306 | 1.0344 | 46.265 | WIDTH30_LENGTH30_HIGHT16_ORIENTATION90_WINDOWSRATIO40%_SKYLIGHTRATIO20%_3Dview.png | WIDTH30_LENGTH30_HIGHT16_ORIENTATION90_WINDOWSRATIO40%_SKYLIGHTRATIO20%.json
60 | 30 | 12 | 135 | 20% | 20% | 5400 | 8 | 38 | 1.0667 | 0.26667 | 45.09 | 1.1322 | 46.2222 | WIDTH40_LENGTH30_HIGHT16_ORIENTATION90_WINDOWSRATIO40%_SKYLIGHTRATIO20%_3Dview.png | WIDTH40_LENGTH30_HIGHT16_ORIENTATION90_WINDOWSRATIO40%_SKYLIGHTRATIO20%.json
40 | 40 | 12 | 135 | 20% | 20% | 4800 | 18 | 18 | 1.0667 | 0.26667 | 45.2374 | 1.1198 | 46.3571 | WIDTH50_LENGTH30_HIGHT16_ORIENTATION90_WINDOWSRATIO40%_SKYLIGHTRATIO20%_3Dview.png | WIDTH50_LENGTH30_HIGHT16_ORIENTATION90_WINDOWSRATIO40%_SKYLIGHTRATIO20%.json
30 | 60 | 12 | 135 | 20% | 20% | 5400 | 38 | 8 | 1.0667 | 0.26667 | 49.3354 | 2.2867 | 51.6221 | WIDTH60_LENGTH30_HIGHT16_ORIENTATION90_WINDOWSRATIO40%_SKYLIGHTRATIO20%_3Dview.png | WIDTH60_LENGTH30_HIGHT16_ORIENTATION90_WINDOWSRATIO40%_SKYLIGHTRATIO20%.json
60 | 30 | 12 | 180 | 20% | 20% | 5400 | 8 | 38 | 1.0667 | 0.26667 | 45.2328 | 1.0335 | 46.2664 | WIDTH30_LENGTH40_HIGHT16_ORIENTATION90_WINDOWSRATIO40%_SKYLIGHTRATIO20%_3Dview.png | WIDTH30_LENGTH40_HIGHT16_ORIENTATION90_WINDOWSRATIO40%_SKYLIGHTRATIO20%.json
40 | 40 | 12 | 180 | 20% | 20% | 4800 | 18 | 18 | 1.0667 | 0.26667 | 45.3563 | 1.059 | 46.4153 | WIDTH40_LENGTH40_HIGHT16_ORIENTATION90_WINDOWSRATIO40%_SKYLIGHTRATIO20%_3Dview.png | WIDTH40_LENGTH40_HIGHT16_ORIENTATION90_WINDOWSRATIO40%_SKYLIGHTRATIO20%.json
30 | 60 | 12 | 180 | 20% | 20% | 5400 | 38 | 8 | 1.0667 | 0.26667 | 45.1919 | 1.1151 | 46.307 | WIDTH50_LENGTH40_HIGHT16_ORIENTATION90_WINDOWSRATIO40%_SKYLIGHTRATIO20%_3Dview.png | WIDTH50_LENGTH40_HIGHT16_ORIENTATION90_WINDOWSRATIO40%_SKYLIGHTRATIO20%.json
60 | 30 | 12 | 225 | 20% | 20% | 5400 | 8 | 38 | 1.0667 | 0.26667 | 45.0999 | 1.1395 | 46.2394 | WIDTH60_LENGTH40_HIGHT16_ORIENTATION90_WINDOWSRATIO40%_SKYLIGHTRATIO20%_3Dview.png | WIDTH60_LENGTH40_HIGHT16_ORIENTATION90_WINDOWSRATIO40%_SKYLIGHTRATIO20%.json
40 | 40 | 12 | 225 | 20% | 20% | 4800 | 18 | 18 | 1.0667 | 0.26667 | 45.2432 | 1.1167 | 46.3599 | WIDTH30_LENGTH50_HIGHT16_ORIENTATION90_WINDOWSRATIO40%_SKYLIGHTRATIO20%_3Dview.png | WIDTH30_LENGTH50_HIGHT16_ORIENTATION90_WINDOWSRATIO40%_SKYLIGHTRATIO20%.json
30 | 60 | 12 | 225 | 20% | 20% | 5400 | 38 | 8 | 1.0667 | 0.26667 | 45.0944 | 1.1312 | 46.2256 | WIDTH40_LENGTH50_HIGHT16_ORIENTATION90_WINDOWSRATIO40%_SKYLIGHTRATIO20%_3Dview.png | WIDTH40_LENGTH50_HIGHT16_ORIENTATION90_WINDOWSRATIO40%_SKYLIGHTRATIO20%.json
60 | 30 | 12 | 270 | 20% | 20% | 5400 | 8 | 38 | 1.0667 | 0.26667 | 45.1944 | 1.1138 | 46.3082 | WIDTH50_LENGTH50_HIGHT16_ORIENTATION90_WINDOWSRATIO40%_SKYLIGHTRATIO20%_3Dview.png | WIDTH50_LENGTH50_HIGHT16_ORIENTATION90_WINDOWSRATIO40%_SKYLIGHTRATIO20%.json
40 | 40 | 12 | 270 | 20% | 20% | 4800 | 18 | 18 | 1.0667 | 0.26667 | 45.3579 | 1.0578 | 46.4157 | WIDTH60_LENGTH50_HIGHT16_ORIENTATION90_WINDOWSRATIO40%_SKYLIGHTRATIO20%_3Dview.png | WIDTH60_LENGTH50_HIGHT16_ORIENTATION90_WINDOWSRATIO40%_SKYLIGHTRATIO20%.json
30 | 60 | 12 | 270 | 20% | 20% | 5400 | 38 | 8 | 1.0667 | 0.26667 | 45.2306 | 1.0344 | 46.265 | WIDTH30_LENGTH60_HIGHT16_ORIENTATION90_WINDOWSRATIO40%_SKYLIGHTRATIO20%_3Dview.png | WIDTH30_LENGTH60_HIGHT16_ORIENTATION90_WINDOWSRATIO40%_SKYLIGHTRATIO20%.json
60 | 30 | 12 | 315 | 20% | 20% | 5400 | 8 | 38 | 1.0667 | 0.26667 | 45.09 | 1.1322 | 46.2222 | WIDTH40_LENGTH60_HIGHT16_ORIENTATION90_WINDOWSRATIO40%_SKYLIGHTRATIO20%_3Dview.png | WIDTH40_LENGTH60_HIGHT16_ORIENTATION90_WINDOWSRATIO40%_SKYLIGHTRATIO20%.json
40 | 40 | 12 | 315 | 20% | 20% | 4800 | 18 | 18 | 1.0667 | 0.26667 | 45.2374 | 1.1198 | 46.3571 | WIDTH50_LENGTH60_HIGHT16_ORIENTATION90_WINDOWSRATIO40%_SKYLIGHTRATIO20%_3Dview.png | WIDTH50_LENGTH60_HIGHT16_ORIENTATION90_WINDOWSRATIO40%_SKYLIGHTRATIO20%.json
30 | 60 | 12 | 315 | 20% | 20% | 5400 | 38 | 8 | 1.0667 | 0.26667 | 45.09 | 1.1425 | 46.2325 | WIDTH60_LENGTH60_HIGHT16_ORIENTATION90_WINDOWSRATIO40%_SKYLIGHTRATIO20%_3Dview.png | WIDTH60_LENGTH60_HIGHT16_ORIENTATION90_WINDOWSRATIO40%_SKYLIGHTRATIO20%.json
60 | 30 | 12 | 0 | 30% | 20% | 5400 | 8 | 38 | 1.0667 | 0.26667 | 45.9969 | 0.84235 | 46.8392 | WIDTH30_LENGTH30_HIGHT8_ORIENTATION135_WINDOWSRATIO40%_SKYLIGHTRATIO20%_3Dview.png | WIDTH30_LENGTH30_HIGHT8_ORIENTATION135_WINDOWSRATIO40%_SKYLIGHTRATIO20%.json
40 | 40 | 12 | 0 | 30% | 20% | 4800 | 18 | 18 | 1.0667 | 0.26667 | 46.0798 | 0.87611 | 46.9559 | WIDTH40_LENGTH30_HIGHT8_ORIENTATION135_WINDOWSRATIO40%_SKYLIGHTRATIO20%_3Dview.png | WIDTH40_LENGTH30_HIGHT8_ORIENTATION135_WINDOWSRATIO40%_SKYLIGHTRATIO20%.json
30 | 60 | 12 | 0 | 30% | 20% | 5400 | 38 | 8 | 1.0667 | 0.26667 | 45.9139 | 0.93637 | 46.8503 | WIDTH50_LENGTH30_HIGHT8_ORIENTATION135_WINDOWSRATIO40%_SKYLIGHTRATIO20%_3Dview.png | WIDTH50_LENGTH30_HIGHT8_ORIENTATION135_WINDOWSRATIO40%_SKYLIGHTRATIO20%.json
60 | 30 | 12 | 45 | 30% | 20% | 5400 | 8 | 38 | 1.0667 | 0.26667 | 45.8256 | 0.95958 | 46.7852 | WIDTH60_LENGTH30_HIGHT8_ORIENTATION135_WINDOWSRATIO40%_SKYLIGHTRATIO20%_3Dview.png | WIDTH60_LENGTH30_HIGHT8_ORIENTATION135_WINDOWSRATIO40%_SKYLIGHTRATIO20%.json
40 | 40 | 12 | 45 | 30% | 20% | 4800 | 18 | 18 | 1.0667 | 0.26667 | 45.9542 | 0.94021 | 46.8944 | WIDTH30_LENGTH40_HIGHT8_ORIENTATION135_WINDOWSRATIO40%_SKYLIGHTRATIO20%_3Dview.png | WIDTH30_LENGTH40_HIGHT8_ORIENTATION135_WINDOWSRATIO40%_SKYLIGHTRATIO20%.json
30 | 60 | 12 | 45 | 30% | 20% | 5400 | 38 | 8 | 1.0667 | 0.26667 | 50.13 | 2.1033 | 52.2333 | WIDTH40_LENGTH40_HIGHT8_ORIENTATION135_WINDOWSRATIO40%_SKYLIGHTRATIO20%_3Dview.png | WIDTH40_LENGTH40_HIGHT8_ORIENTATION135_WINDOWSRATIO40%_SKYLIGHTRATIO20%.json
60 | 30 | 12 | 90 | 30% | 20% | 5400 | 8 | 38 | 1.0667 | 0.26667 | 45.9159 | 0.93513 | 46.8511 | WIDTH50_LENGTH40_HIGHT8_ORIENTATION135_WINDOWSRATIO40%_SKYLIGHTRATIO20%_3Dview.png | WIDTH50_LENGTH40_HIGHT8_ORIENTATION135_WINDOWSRATIO40%_SKYLIGHTRATIO20%.json
40 | 40 | 12 | 90 | 30% | 20% | 4800 | 18 | 18 | 1.0667 | 0.26667 | 46.0808 | 0.87523 | 46.956 | WIDTH60_LENGTH40_HIGHT8_ORIENTATION135_WINDOWSRATIO40%_SKYLIGHTRATIO20%_3Dview.png | WIDTH60_LENGTH40_HIGHT8_ORIENTATION135_WINDOWSRATIO40%_SKYLIGHTRATIO20%.json
30 | 60 | 12 | 90 | 30% | 20% | 5400 | 38 | 8 | 1.0667 | 0.26667 | 45.9958 | 0.84221 | 46.838 | WIDTH30_LENGTH50_HIGHT8_ORIENTATION135_WINDOWSRATIO40%_SKYLIGHTRATIO20%_3Dview.png | WIDTH30_LENGTH50_HIGHT8_ORIENTATION135_WINDOWSRATIO40%_SKYLIGHTRATIO20%.json
60 | 30 | 12 | 135 | 30% | 20% | 5400 | 8 | 38 | 1.0667 | 0.26667 | 45.8248 | 0.95356 | 46.7783 | WIDTH40_LENGTH50_HIGHT8_ORIENTATION135_WINDOWSRATIO40%_SKYLIGHTRATIO20%_3Dview.png | WIDTH40_LENGTH50_HIGHT8_ORIENTATION135_WINDOWSRATIO40%_SKYLIGHTRATIO20%.json
40 | 40 | 12 | 135 | 30% | 20% | 4800 | 18 | 18 | 1.0667 | 0.26667 | 45.9516 | 0.94284 | 46.8945 | WIDTH50_LENGTH50_HIGHT8_ORIENTATION135_WINDOWSRATIO40%_SKYLIGHTRATIO20%_3Dview.png | WIDTH50_LENGTH50_HIGHT8_ORIENTATION135_WINDOWSRATIO40%_SKYLIGHTRATIO20%.json
30 | 60 | 12 | 135 | 30% | 20% | 5400 | 38 | 8 | 1.0667 | 0.26667 | 50.168 | 2.1062 | 52.2742 | WIDTH60_LENGTH50_HIGHT8_ORIENTATION135_WINDOWSRATIO40%_SKYLIGHTRATIO20%_3Dview.png | WIDTH60_LENGTH50_HIGHT8_ORIENTATION135_WINDOWSRATIO40%_SKYLIGHTRATIO20%.json
60 | 30 | 12 | 180 | 30% | 20% | 5400 | 8 | 38 | 1.0667 | 0.26667 | 45.9969 | 0.84235 | 46.8392 | WIDTH30_LENGTH60_HIGHT8_ORIENTATION135_WINDOWSRATIO40%_SKYLIGHTRATIO20%_3Dview.png | WIDTH30_LENGTH60_HIGHT8_ORIENTATION135_WINDOWSRATIO40%_SKYLIGHTRATIO20%.json
40 | 40 | 12 | 180 | 30% | 20% | 4800 | 18 | 18 | 1.0667 | 0.26667 | 46.0798 | 0.87611 | 46.9559 | WIDTH40_LENGTH60_HIGHT8_ORIENTATION135_WINDOWSRATIO40%_SKYLIGHTRATIO20%_3Dview.png | WIDTH40_LENGTH60_HIGHT8_ORIENTATION135_WINDOWSRATIO40%_SKYLIGHTRATIO20%.json
30 | 60 | 12 | 180 | 30% | 20% | 5400 | 38 | 8 | 1.0667 | 0.26667 | 45.9139 | 0.93637 | 46.8503 | WIDTH50_LENGTH60_HIGHT8_ORIENTATION135_WINDOWSRATIO40%_SKYLIGHTRATIO20%_3Dview.png | WIDTH50_LENGTH60_HIGHT8_ORIENTATION135_WINDOWSRATIO40%_SKYLIGHTRATIO20%.json
60 | 30 | 12 | 225 | 30% | 20% | 5400 | 8 | 38 | 1.0667 | 0.26667 | 45.8256 | 0.95958 | 46.7852 | WIDTH60_LENGTH60_HIGHT8_ORIENTATION135_WINDOWSRATIO40%_SKYLIGHTRATIO20%_3Dview.png | WIDTH60_LENGTH60_HIGHT8_ORIENTATION135_WINDOWSRATIO40%_SKYLIGHTRATIO20%.json
40 | 40 | 12 | 225 | 30% | 20% | 4800 | 18 | 18 | 1.0667 | 0.26667 | 45.957 | 0.93918 | 46.8962 | WIDTH30_LENGTH30_HIGHT12_ORIENTATION135_WINDOWSRATIO40%_SKYLIGHTRATIO20%_3Dview.png | WIDTH30_LENGTH30_HIGHT12_ORIENTATION135_WINDOWSRATIO40%_SKYLIGHTRATIO20%.json
30 | 60 | 12 | 225 | 30% | 20% | 5400 | 38 | 8 | 1.0667 | 0.26667 | 45.8283 | 0.95263 | 46.7809 | WIDTH40_LENGTH30_HIGHT12_ORIENTATION135_WINDOWSRATIO40%_SKYLIGHTRATIO20%_3Dview.png | WIDTH40_LENGTH30_HIGHT12_ORIENTATION135_WINDOWSRATIO40%_SKYLIGHTRATIO20%.json
60 | 30 | 12 | 270 | 30% | 20% | 5400 | 8 | 38 | 1.0667 | 0.26667 | 45.9159 | 0.93513 | 46.8511 | WIDTH50_LENGTH30_HIGHT12_ORIENTATION135_WINDOWSRATIO40%_SKYLIGHTRATIO20%_3Dview.png | WIDTH50_LENGTH30_HIGHT12_ORIENTATION135_WINDOWSRATIO40%_SKYLIGHTRATIO20%.json
40 | 40 | 12 | 270 | 30% | 20% | 4800 | 18 | 18 | 1.0667 | 0.26667 | 46.0808 | 0.87523 | 46.956 | WIDTH60_LENGTH30_HIGHT12_ORIENTATION135_WINDOWSRATIO40%_SKYLIGHTRATIO20%_3Dview.png | WIDTH60_LENGTH30_HIGHT12_ORIENTATION135_WINDOWSRATIO40%_SKYLIGHTRATIO20%.json
30 | 60 | 12 | 270 | 30% | 20% | 5400 | 38 | 8 | 1.0667 | 0.26667 | 45.9958 | 0.84221 | 46.838 | WIDTH30_LENGTH40_HIGHT12_ORIENTATION135_WINDOWSRATIO40%_SKYLIGHTRATIO20%_3Dview.png | WIDTH30_LENGTH40_HIGHT12_ORIENTATION135_WINDOWSRATIO40%_SKYLIGHTRATIO20%.json
60 | 30 | 12 | 315 | 30% | 20% | 5400 | 8 | 38 | 1.0667 | 0.26667 | 45.8248 | 0.95356 | 46.7783 | WIDTH40_LENGTH40_HIGHT12_ORIENTATION135_WINDOWSRATIO40%_SKYLIGHTRATIO20%_3Dview.png | WIDTH40_LENGTH40_HIGHT12_ORIENTATION135_WINDOWSRATIO40%_SKYLIGHTRATIO20%.json
40 | 40 | 12 | 315 | 30% | 20% | 4800 | 18 | 18 | 1.0667 | 0.26667 | 45.9516 | 0.94284 | 46.8945 | WIDTH50_LENGTH40_HIGHT12_ORIENTATION135_WINDOWSRATIO40%_SKYLIGHTRATIO20%_3Dview.png | WIDTH50_LENGTH40_HIGHT12_ORIENTATION135_WINDOWSRATIO40%_SKYLIGHTRATIO20%.json
30 | 60 | 12 | 315 | 30% | 20% | 5400 | 38 | 8 | 1.0667 | 0.26667 | 45.8179 | 0.96258 | 46.7805 | WIDTH60_LENGTH40_HIGHT12_ORIENTATION135_WINDOWSRATIO40%_SKYLIGHTRATIO20%_3Dview.png | WIDTH60_LENGTH40_HIGHT12_ORIENTATION135_WINDOWSRATIO40%_SKYLIGHTRATIO20%.json
60 | 30 | 12 | 0 | 40% | 20% | 5400 | 8 | 38 | 1.0667 | 0.26667 | 46.5859 | 0.69351 | 47.2794 | WIDTH30_LENGTH50_HIGHT12_ORIENTATION135_WINDOWSRATIO40%_SKYLIGHTRATIO20%_3Dview.png | WIDTH30_LENGTH50_HIGHT12_ORIENTATION135_WINDOWSRATIO40%_SKYLIGHTRATIO20%.json
40 | 40 | 12 | 0 | 40% | 20% | 4800 | 18 | 18 | 1.0667 | 0.26667 | 46.6188 | 0.73059 | 47.3494 | WIDTH40_LENGTH50_HIGHT12_ORIENTATION135_WINDOWSRATIO40%_SKYLIGHTRATIO20%_3Dview.png | WIDTH40_LENGTH50_HIGHT12_ORIENTATION135_WINDOWSRATIO40%_SKYLIGHTRATIO20%.json
30 | 60 | 12 | 0 | 40% | 20% | 5400 | 38 | 8 | 1.0667 | 0.26667 | 46.4473 | 0.78808 | 47.2354 | WIDTH50_LENGTH50_HIGHT12_ORIENTATION135_WINDOWSRATIO40%_SKYLIGHTRATIO20%_3Dview.png | WIDTH50_LENGTH50_HIGHT12_ORIENTATION135_WINDOWSRATIO40%_SKYLIGHTRATIO20%.json
60 | 30 | 12 | 45 | 40% | 20% | 5400 | 8 | 38 | 1.0667 | 0.26667 | 46.3742 | 0.81237 | 47.1865 | WIDTH60_LENGTH50_HIGHT12_ORIENTATION135_WINDOWSRATIO40%_SKYLIGHTRATIO20%_3Dview.png | WIDTH60_LENGTH50_HIGHT12_ORIENTATION135_WINDOWSRATIO40%_SKYLIGHTRATIO20%.json
40 | 40 | 12 | 45 | 40% | 20% | 4800 | 18 | 18 | 1.0667 | 0.26667 | 46.4899 | 0.79355 | 47.2835 | WIDTH30_LENGTH60_HIGHT12_ORIENTATION135_WINDOWSRATIO40%_SKYLIGHTRATIO20%_3Dview.png | WIDTH30_LENGTH60_HIGHT12_ORIENTATION135_WINDOWSRATIO40%_SKYLIGHTRATIO20%.json
30 | 60 | 12 | 45 | 40% | 20% | 5400 | 38 | 8 | 1.0667 | 0.26667 | 50.8089 | 1.9545 | 52.7634 | WIDTH40_LENGTH60_HIGHT12_ORIENTATION135_WINDOWSRATIO40%_SKYLIGHTRATIO20%_3Dview.png | WIDTH40_LENGTH60_HIGHT12_ORIENTATION135_WINDOWSRATIO40%_SKYLIGHTRATIO20%.json
60 | 30 | 12 | 90 | 40% | 20% | 5400 | 8 | 38 | 1.0667 | 0.26667 | 46.4492 | 0.78692 | 47.2361 | WIDTH50_LENGTH60_HIGHT12_ORIENTATION135_WINDOWSRATIO40%_SKYLIGHTRATIO20%_3Dview.png | WIDTH50_LENGTH60_HIGHT12_ORIENTATION135_WINDOWSRATIO40%_SKYLIGHTRATIO20%.json
40 | 40 | 12 | 90 | 40% | 20% | 4800 | 18 | 18 | 1.0667 | 0.26667 | 46.6204 | 0.72945 | 47.3499 | WIDTH60_LENGTH60_HIGHT12_ORIENTATION135_WINDOWSRATIO40%_SKYLIGHTRATIO20%_3Dview.png | WIDTH60_LENGTH60_HIGHT12_ORIENTATION135_WINDOWSRATIO40%_SKYLIGHTRATIO20%.json
30 | 60 | 12 | 90 | 40% | 20% | 5400 | 38 | 8 | 1.0667 | 0.26667 | 46.5842 | 0.69426 | 47.2784 | WIDTH30_LENGTH30_HIGHT16_ORIENTATION135_WINDOWSRATIO40%_SKYLIGHTRATIO20%_3Dview.png | WIDTH30_LENGTH30_HIGHT16_ORIENTATION135_WINDOWSRATIO40%_SKYLIGHTRATIO20%.json
60 | 30 | 12 | 135 | 40% | 20% | 5400 | 8 | 38 | 1.0667 | 0.26667 | 46.3909 | 0.80431 | 47.1953 | WIDTH40_LENGTH30_HIGHT16_ORIENTATION135_WINDOWSRATIO40%_SKYLIGHTRATIO20%_3Dview.png | WIDTH40_LENGTH30_HIGHT16_ORIENTATION135_WINDOWSRATIO40%_SKYLIGHTRATIO20%.json
40 | 40 | 12 | 135 | 40% | 20% | 4800 | 18 | 18 | 1.0667 | 0.26667 | 46.4864 | 0.79626 | 47.2827 | WIDTH50_LENGTH30_HIGHT16_ORIENTATION135_WINDOWSRATIO40%_SKYLIGHTRATIO20%_3Dview.png | WIDTH50_LENGTH30_HIGHT16_ORIENTATION135_WINDOWSRATIO40%_SKYLIGHTRATIO20%.json
30 | 60 | 12 | 135 | 40% | 20% | 5400 | 38 | 8 | 1.0667 | 0.26667 | 50.8545 | 1.9545 | 52.8089 | WIDTH60_LENGTH30_HIGHT16_ORIENTATION135_WINDOWSRATIO40%_SKYLIGHTRATIO20%_3Dview.png | WIDTH60_LENGTH30_HIGHT16_ORIENTATION135_WINDOWSRATIO40%_SKYLIGHTRATIO20%.json
60 | 30 | 12 | 180 | 40% | 20% | 5400 | 8 | 38 | 1.0667 | 0.26667 | 46.5859 | 0.69351 | 47.2794 | WIDTH30_LENGTH40_HIGHT16_ORIENTATION135_WINDOWSRATIO40%_SKYLIGHTRATIO20%_3Dview.png | WIDTH30_LENGTH40_HIGHT16_ORIENTATION135_WINDOWSRATIO40%_SKYLIGHTRATIO20%.json
40 | 40 | 12 | 180 | 40% | 20% | 4800 | 18 | 18 | 1.0667 | 0.26667 | 46.6188 | 0.73059 | 47.3494 | WIDTH40_LENGTH40_HIGHT16_ORIENTATION135_WINDOWSRATIO40%_SKYLIGHTRATIO20%_3Dview.png | WIDTH40_LENGTH40_HIGHT16_ORIENTATION135_WINDOWSRATIO40%_SKYLIGHTRATIO20%.json
30 | 60 | 12 | 180 | 40% | 20% | 5400 | 38 | 8 | 1.0667 | 0.26667 | 46.4473 | 0.78808 | 47.2354 | WIDTH50_LENGTH40_HIGHT16_ORIENTATION135_WINDOWSRATIO40%_SKYLIGHTRATIO20%_3Dview.png | WIDTH50_LENGTH40_HIGHT16_ORIENTATION135_WINDOWSRATIO40%_SKYLIGHTRATIO20%.json
60 | 30 | 12 | 225 | 40% | 20% | 5400 | 8 | 38 | 1.0667 | 0.26667 | 46.3742 | 0.81237 | 47.1865 | WIDTH60_LENGTH40_HIGHT16_ORIENTATION135_WINDOWSRATIO40%_SKYLIGHTRATIO20%_3Dview.png | WIDTH60_LENGTH40_HIGHT16_ORIENTATION135_WINDOWSRATIO40%_SKYLIGHTRATIO20%.json
40 | 40 | 12 | 225 | 40% | 20% | 4800 | 18 | 18 | 1.0667 | 0.26667 | 46.4921 | 0.79268 | 47.2848 | WIDTH30_LENGTH50_HIGHT16_ORIENTATION135_WINDOWSRATIO40%_SKYLIGHTRATIO20%_3Dview.png | WIDTH30_LENGTH50_HIGHT16_ORIENTATION135_WINDOWSRATIO40%_SKYLIGHTRATIO20%.json
30 | 60 | 12 | 225 | 40% | 20% | 5400 | 38 | 8 | 1.0667 | 0.26667 | 46.3941 | 0.80345 | 47.1975 | WIDTH40_LENGTH50_HIGHT16_ORIENTATION135_WINDOWSRATIO40%_SKYLIGHTRATIO20%_3Dview.png | WIDTH40_LENGTH50_HIGHT16_ORIENTATION135_WINDOWSRATIO40%_SKYLIGHTRATIO20%.json
60 | 30 | 12 | 270 | 40% | 20% | 5400 | 8 | 38 | 1.0667 | 0.26667 | 46.4492 | 0.78692 | 47.2361 | WIDTH50_LENGTH50_HIGHT16_ORIENTATION135_WINDOWSRATIO40%_SKYLIGHTRATIO20%_3Dview.png | WIDTH50_LENGTH50_HIGHT16_ORIENTATION135_WINDOWSRATIO40%_SKYLIGHTRATIO20%.json
40 | 40 | 12 | 270 | 40% | 20% | 4800 | 18 | 18 | 1.0667 | 0.26667 | 46.6204 | 0.72945 | 47.3499 | WIDTH60_LENGTH50_HIGHT16_ORIENTATION135_WINDOWSRATIO40%_SKYLIGHTRATIO20%_3Dview.png | WIDTH60_LENGTH50_HIGHT16_ORIENTATION135_WINDOWSRATIO40%_SKYLIGHTRATIO20%.json
30 | 60 | 12 | 270 | 40% | 20% | 5400 | 38 | 8 | 1.0667 | 0.26667 | 46.5842 | 0.69426 | 47.2784 | WIDTH30_LENGTH60_HIGHT16_ORIENTATION135_WINDOWSRATIO40%_SKYLIGHTRATIO20%_3Dview.png | WIDTH30_LENGTH60_HIGHT16_ORIENTATION135_WINDOWSRATIO40%_SKYLIGHTRATIO20%.json
60 | 30 | 12 | 315 | 40% | 20% | 5400 | 8 | 38 | 1.0667 | 0.26667 | 46.3909 | 0.80431 | 47.1953 | WIDTH40_LENGTH60_HIGHT16_ORIENTATION135_WINDOWSRATIO40%_SKYLIGHTRATIO20%_3Dview.png | WIDTH40_LENGTH60_HIGHT16_ORIENTATION135_WINDOWSRATIO40%_SKYLIGHTRATIO20%.json
40 | 40 | 12 | 315 | 40% | 20% | 4800 | 18 | 18 | 1.0667 | 0.26667 | 46.4864 | 0.79626 | 47.2827 | WIDTH50_LENGTH60_HIGHT16_ORIENTATION135_WINDOWSRATIO40%_SKYLIGHTRATIO20%_3Dview.png | WIDTH50_LENGTH60_HIGHT16_ORIENTATION135_WINDOWSRATIO40%_SKYLIGHTRATIO20%.json
30 | 60 | 12 | 315 | 40% | 20% | 5400 | 38 | 8 | 1.0667 | 0.26667 | 46.3676 | 0.8143 | 47.1819 | WIDTH60_LENGTH60_HIGHT16_ORIENTATION135_WINDOWSRATIO40%_SKYLIGHTRATIO20%_3Dview.png | WIDTH60_LENGTH60_HIGHT16_ORIENTATION135_WINDOWSRATIO40%_SKYLIGHTRATIO20%.json
60 | 30 | 12 | 0 | 10% | 30% | 5400 | 8 | 38 | 1.0667 | 0.26667 | 45.6125 | 1.2229 | 46.8354 | WIDTH30_LENGTH30_HIGHT8_ORIENTATION180_WINDOWSRATIO40%_SKYLIGHTRATIO20%_3Dview.png | WIDTH30_LENGTH30_HIGHT8_ORIENTATION180_WINDOWSRATIO40%_SKYLIGHTRATIO20%.json
40 | 40 | 12 | 0 | 10% | 30% | 4800 | 18 | 18 | 1.0667 | 0.26667 | 46.0119 | 1.2316 | 47.2435 | WIDTH40_LENGTH30_HIGHT8_ORIENTATION180_WINDOWSRATIO40%_SKYLIGHTRATIO20%_3Dview.png | WIDTH40_LENGTH30_HIGHT8_ORIENTATION180_WINDOWSRATIO40%_SKYLIGHTRATIO20%.json
30 | 60 | 12 | 0 | 10% | 30% | 5400 | 38 | 8 | 1.0667 | 0.26667 | 45.6032 | 1.2878 | 46.891 | WIDTH50_LENGTH30_HIGHT8_ORIENTATION180_WINDOWSRATIO40%_SKYLIGHTRATIO20%_3Dview.png | WIDTH50_LENGTH30_HIGHT8_ORIENTATION180_WINDOWSRATIO40%_SKYLIGHTRATIO20%.json
60 | 30 | 12 | 45 | 10% | 30% | 5400 | 8 | 38 | 1.0667 | 0.26667 | 45.4889 | 1.3171 | 46.806 | WIDTH60_LENGTH30_HIGHT8_ORIENTATION180_WINDOWSRATIO40%_SKYLIGHTRATIO20%_3Dview.png | WIDTH60_LENGTH30_HIGHT8_ORIENTATION180_WINDOWSRATIO40%_SKYLIGHTRATIO20%.json
40 | 40 | 12 | 45 | 10% | 30% | 4800 | 18 | 18 | 1.0667 | 0.26667 | 45.8949 | 1.2851 | 47.18 | WIDTH30_LENGTH40_HIGHT8_ORIENTATION180_WINDOWSRATIO40%_SKYLIGHTRATIO20%_3Dview.png | WIDTH30_LENGTH40_HIGHT8_ORIENTATION180_WINDOWSRATIO40%_SKYLIGHTRATIO20%.json
30 | 60 | 12 | 45 | 10% | 30% | 5400 | 38 | 8 | 1.0667 | 0.26667 | 49.6965 | 2.4338 | 52.1303 | WIDTH40_LENGTH40_HIGHT8_ORIENTATION180_WINDOWSRATIO40%_SKYLIGHTRATIO20%_3Dview.png | WIDTH40_LENGTH40_HIGHT8_ORIENTATION180_WINDOWSRATIO40%_SKYLIGHTRATIO20%.json
60 | 30 | 12 | 90 | 10% | 30% | 5400 | 8 | 38 | 1.0667 | 0.26667 | 45.6075 | 1.286 | 46.8935 | WIDTH50_LENGTH40_HIGHT8_ORIENTATION180_WINDOWSRATIO40%_SKYLIGHTRATIO20%_3Dview.png | WIDTH50_LENGTH40_HIGHT8_ORIENTATION180_WINDOWSRATIO40%_SKYLIGHTRATIO20%.json
40 | 40 | 12 | 90 | 10% | 30% | 4800 | 18 | 18 | 1.0667 | 0.26667 | 46.0132 | 1.2295 | 47.2427 | WIDTH60_LENGTH40_HIGHT8_ORIENTATION180_WINDOWSRATIO40%_SKYLIGHTRATIO20%_3Dview.png | WIDTH60_LENGTH40_HIGHT8_ORIENTATION180_WINDOWSRATIO40%_SKYLIGHTRATIO20%.json
30 | 60 | 12 | 90 | 10% | 30% | 5400 | 38 | 8 | 1.0667 | 0.26667 | 45.6093 | 1.2243 | 46.8336 | WIDTH30_LENGTH50_HIGHT8_ORIENTATION180_WINDOWSRATIO40%_SKYLIGHTRATIO20%_3Dview.png | WIDTH30_LENGTH50_HIGHT8_ORIENTATION180_WINDOWSRATIO40%_SKYLIGHTRATIO20%.json
60 | 30 | 12 | 135 | 10% | 30% | 5400 | 8 | 38 | 1.0667 | 0.26667 | 45.496 | 1.3043 | 46.8003 | WIDTH40_LENGTH50_HIGHT8_ORIENTATION180_WINDOWSRATIO40%_SKYLIGHTRATIO20%_3Dview.png | WIDTH40_LENGTH50_HIGHT8_ORIENTATION180_WINDOWSRATIO40%_SKYLIGHTRATIO20%.json
40 | 40 | 12 | 135 | 10% | 30% | 4800 | 18 | 18 | 1.0667 | 0.26667 | 45.8986 | 1.2868 | 47.1853 | WIDTH50_LENGTH50_HIGHT8_ORIENTATION180_WINDOWSRATIO40%_SKYLIGHTRATIO20%_3Dview.png | WIDTH50_LENGTH50_HIGHT8_ORIENTATION180_WINDOWSRATIO40%_SKYLIGHTRATIO20%.json
30 | 60 | 12 | 135 | 10% | 30% | 5400 | 38 | 8 | 1.0667 | 0.26667 | 49.6957 | 2.4492 | 52.145 | WIDTH60_LENGTH50_HIGHT8_ORIENTATION180_WINDOWSRATIO40%_SKYLIGHTRATIO20%_3Dview.png | WIDTH60_LENGTH50_HIGHT8_ORIENTATION180_WINDOWSRATIO40%_SKYLIGHTRATIO20%.json
60 | 30 | 12 | 180 | 10% | 30% | 5400 | 8 | 38 | 1.0667 | 0.26667 | 45.6125 | 1.2229 | 46.8354 | WIDTH30_LENGTH60_HIGHT8_ORIENTATION180_WINDOWSRATIO40%_SKYLIGHTRATIO20%_3Dview.png | WIDTH30_LENGTH60_HIGHT8_ORIENTATION180_WINDOWSRATIO40%_SKYLIGHTRATIO20%.json
40 | 40 | 12 | 180 | 10% | 30% | 4800 | 18 | 18 | 1.0667 | 0.26667 | 46.0119 | 1.2316 | 47.2435 | WIDTH40_LENGTH60_HIGHT8_ORIENTATION180_WINDOWSRATIO40%_SKYLIGHTRATIO20%_3Dview.png | WIDTH40_LENGTH60_HIGHT8_ORIENTATION180_WINDOWSRATIO40%_SKYLIGHTRATIO20%.json
30 | 60 | 12 | 180 | 10% | 30% | 5400 | 38 | 8 | 1.0667 | 0.26667 | 45.6032 | 1.2878 | 46.891 | WIDTH50_LENGTH60_HIGHT8_ORIENTATION180_WINDOWSRATIO40%_SKYLIGHTRATIO20%_3Dview.png | WIDTH50_LENGTH60_HIGHT8_ORIENTATION180_WINDOWSRATIO40%_SKYLIGHTRATIO20%.json
60 | 30 | 12 | 225 | 10% | 30% | 5400 | 8 | 38 | 1.0667 | 0.26667 | 45.4889 | 1.3171 | 46.806 | WIDTH60_LENGTH60_HIGHT8_ORIENTATION180_WINDOWSRATIO40%_SKYLIGHTRATIO20%_3Dview.png | WIDTH60_LENGTH60_HIGHT8_ORIENTATION180_WINDOWSRATIO40%_SKYLIGHTRATIO20%.json
40 | 40 | 12 | 225 | 10% | 30% | 4800 | 18 | 18 | 1.0667 | 0.26667 | 45.9136 | 1.2783 | 47.1919 | WIDTH30_LENGTH30_HIGHT12_ORIENTATION180_WINDOWSRATIO40%_SKYLIGHTRATIO20%_3Dview.png | WIDTH30_LENGTH30_HIGHT12_ORIENTATION180_WINDOWSRATIO40%_SKYLIGHTRATIO20%.json
30 | 60 | 12 | 225 | 10% | 30% | 5400 | 38 | 8 | 1.0667 | 0.26667 | 45.4993 | 1.3034 | 46.8027 | WIDTH40_LENGTH30_HIGHT12_ORIENTATION180_WINDOWSRATIO40%_SKYLIGHTRATIO20%_3Dview.png | WIDTH40_LENGTH30_HIGHT12_ORIENTATION180_WINDOWSRATIO40%_SKYLIGHTRATIO20%.json
60 | 30 | 12 | 270 | 10% | 30% | 5400 | 8 | 38 | 1.0667 | 0.26667 | 45.6075 | 1.286 | 46.8935 | WIDTH50_LENGTH30_HIGHT12_ORIENTATION180_WINDOWSRATIO40%_SKYLIGHTRATIO20%_3Dview.png | WIDTH50_LENGTH30_HIGHT12_ORIENTATION180_WINDOWSRATIO40%_SKYLIGHTRATIO20%.json
40 | 40 | 12 | 270 | 10% | 30% | 4800 | 18 | 18 | 1.0667 | 0.26667 | 46.0132 | 1.2295 | 47.2427 | WIDTH60_LENGTH30_HIGHT12_ORIENTATION180_WINDOWSRATIO40%_SKYLIGHTRATIO20%_3Dview.png | WIDTH60_LENGTH30_HIGHT12_ORIENTATION180_WINDOWSRATIO40%_SKYLIGHTRATIO20%.json
30 | 60 | 12 | 270 | 10% | 30% | 5400 | 38 | 8 | 1.0667 | 0.26667 | 45.6093 | 1.2243 | 46.8336 | WIDTH30_LENGTH40_HIGHT12_ORIENTATION180_WINDOWSRATIO40%_SKYLIGHTRATIO20%_3Dview.png | WIDTH30_LENGTH40_HIGHT12_ORIENTATION180_WINDOWSRATIO40%_SKYLIGHTRATIO20%.json
60 | 30 | 12 | 315 | 10% | 30% | 5400 | 8 | 38 | 1.0667 | 0.26667 | 45.5112 | 1.2993 | 46.8105 | WIDTH40_LENGTH40_HIGHT12_ORIENTATION180_WINDOWSRATIO40%_SKYLIGHTRATIO20%_3Dview.png | WIDTH40_LENGTH40_HIGHT12_ORIENTATION180_WINDOWSRATIO40%_SKYLIGHTRATIO20%.json
40 | 40 | 12 | 315 | 10% | 30% | 4800 | 18 | 18 | 1.0667 | 0.26667 | 45.8986 | 1.2868 | 47.1853 | WIDTH50_LENGTH40_HIGHT12_ORIENTATION180_WINDOWSRATIO40%_SKYLIGHTRATIO20%_3Dview.png | WIDTH50_LENGTH40_HIGHT12_ORIENTATION180_WINDOWSRATIO40%_SKYLIGHTRATIO20%.json
30 | 60 | 12 | 315 | 10% | 30% | 5400 | 38 | 8 | 1.0667 | 0.26667 | 45.483 | 1.3188 | 46.8018 | WIDTH60_LENGTH40_HIGHT12_ORIENTATION180_WINDOWSRATIO40%_SKYLIGHTRATIO20%_3Dview.png | WIDTH60_LENGTH40_HIGHT12_ORIENTATION180_WINDOWSRATIO40%_SKYLIGHTRATIO20%.json
60 | 30 | 12 | 0 | 20% | 30% | 5400 | 8 | 38 | 1.0667 | 0.26667 | 46.5505 | 0.99297 | 47.5434 | WIDTH30_LENGTH50_HIGHT12_ORIENTATION180_WINDOWSRATIO40%_SKYLIGHTRATIO20%_3Dview.png | WIDTH30_LENGTH50_HIGHT12_ORIENTATION180_WINDOWSRATIO40%_SKYLIGHTRATIO20%.json
40 | 40 | 12 | 0 | 20% | 30% | 4800 | 18 | 18 | 1.0667 | 0.26667 | 46.9164 | 1.0082 | 47.9247 | WIDTH40_LENGTH50_HIGHT12_ORIENTATION180_WINDOWSRATIO40%_SKYLIGHTRATIO20%_3Dview.png | WIDTH40_LENGTH50_HIGHT12_ORIENTATION180_WINDOWSRATIO40%_SKYLIGHTRATIO20%.json
30 | 60 | 12 | 0 | 20% | 30% | 5400 | 38 | 8 | 1.0667 | 0.26667 | 46.5045 | 1.0718 | 47.5762 | WIDTH50_LENGTH50_HIGHT12_ORIENTATION180_WINDOWSRATIO40%_SKYLIGHTRATIO20%_3Dview.png | WIDTH50_LENGTH50_HIGHT12_ORIENTATION180_WINDOWSRATIO40%_SKYLIGHTRATIO20%.json
60 | 30 | 12 | 45 | 20% | 30% | 5400 | 8 | 38 | 1.0667 | 0.26667 | 46.3994 | 1.1011 | 47.5005 | WIDTH60_LENGTH50_HIGHT12_ORIENTATION180_WINDOWSRATIO40%_SKYLIGHTRATIO20%_3Dview.png | WIDTH60_LENGTH50_HIGHT12_ORIENTATION180_WINDOWSRATIO40%_SKYLIGHTRATIO20%.json
40 | 40 | 12 | 45 | 20% | 30% | 4800 | 18 | 18 | 1.0667 | 0.26667 | 46.7907 | 1.0711 | 47.8618 | WIDTH30_LENGTH60_HIGHT12_ORIENTATION180_WINDOWSRATIO40%_SKYLIGHTRATIO20%_3Dview.png | WIDTH30_LENGTH60_HIGHT12_ORIENTATION180_WINDOWSRATIO40%_SKYLIGHTRATIO20%.json
30 | 60 | 12 | 45 | 20% | 30% | 5400 | 38 | 8 | 1.0667 | 0.26667 | 50.6529 | 2.2236 | 52.8765 | WIDTH40_LENGTH60_HIGHT12_ORIENTATION180_WINDOWSRATIO40%_SKYLIGHTRATIO20%_3Dview.png | WIDTH40_LENGTH60_HIGHT12_ORIENTATION180_WINDOWSRATIO40%_SKYLIGHTRATIO20%.json
60 | 30 | 12 | 90 | 20% | 30% | 5400 | 8 | 38 | 1.0667 | 0.26667 | 46.5073 | 1.0701 | 47.5774 | WIDTH50_LENGTH60_HIGHT12_ORIENTATION180_WINDOWSRATIO40%_SKYLIGHTRATIO20%_3Dview.png | WIDTH50_LENGTH60_HIGHT12_ORIENTATION180_WINDOWSRATIO40%_SKYLIGHTRATIO20%.json
40 | 40 | 12 | 90 | 20% | 30% | 4800 | 18 | 18 | 1.0667 | 0.26667 | 46.9193 | 1.0041 | 47.9234 | WIDTH60_LENGTH60_HIGHT12_ORIENTATION180_WINDOWSRATIO40%_SKYLIGHTRATIO20%_3Dview.png | WIDTH60_LENGTH60_HIGHT12_ORIENTATION180_WINDOWSRATIO40%_SKYLIGHTRATIO20%.json
30 | 60 | 12 | 90 | 20% | 30% | 5400 | 38 | 8 | 1.0667 | 0.26667 | 46.5482 | 0.99421 | 47.5424 | WIDTH30_LENGTH30_HIGHT16_ORIENTATION180_WINDOWSRATIO40%_SKYLIGHTRATIO20%_3Dview.png | WIDTH30_LENGTH30_HIGHT16_ORIENTATION180_WINDOWSRATIO40%_SKYLIGHTRATIO20%.json
60 | 30 | 12 | 135 | 20% | 30% | 5400 | 8 | 38 | 1.0667 | 0.26667 | 46.4009 | 1.0903 | 47.4912 | WIDTH40_LENGTH30_HIGHT16_ORIENTATION180_WINDOWSRATIO40%_SKYLIGHTRATIO20%_3Dview.png | WIDTH40_LENGTH30_HIGHT16_ORIENTATION180_WINDOWSRATIO40%_SKYLIGHTRATIO20%.json
40 | 40 | 12 | 135 | 20% | 30% | 4800 | 18 | 18 | 1.0667 | 0.26667 | 46.7901 | 1.0728 | 47.8629 | WIDTH50_LENGTH30_HIGHT16_ORIENTATION180_WINDOWSRATIO40%_SKYLIGHTRATIO20%_3Dview.png | WIDTH50_LENGTH30_HIGHT16_ORIENTATION180_WINDOWSRATIO40%_SKYLIGHTRATIO20%.json
30 | 60 | 12 | 135 | 20% | 30% | 5400 | 38 | 8 | 1.0667 | 0.26667 | 50.6692 | 2.2338 | 52.9031 | WIDTH60_LENGTH30_HIGHT16_ORIENTATION180_WINDOWSRATIO40%_SKYLIGHTRATIO20%_3Dview.png | WIDTH60_LENGTH30_HIGHT16_ORIENTATION180_WINDOWSRATIO40%_SKYLIGHTRATIO20%.json
60 | 30 | 12 | 180 | 20% | 30% | 5400 | 8 | 38 | 1.0667 | 0.26667 | 46.5505 | 0.99297 | 47.5434 | WIDTH30_LENGTH40_HIGHT16_ORIENTATION180_WINDOWSRATIO40%_SKYLIGHTRATIO20%_3Dview.png | WIDTH30_LENGTH40_HIGHT16_ORIENTATION180_WINDOWSRATIO40%_SKYLIGHTRATIO20%.json
40 | 40 | 12 | 180 | 20% | 30% | 4800 | 18 | 18 | 1.0667 | 0.26667 | 46.9164 | 1.0082 | 47.9247 | WIDTH40_LENGTH40_HIGHT16_ORIENTATION180_WINDOWSRATIO40%_SKYLIGHTRATIO20%_3Dview.png | WIDTH40_LENGTH40_HIGHT16_ORIENTATION180_WINDOWSRATIO40%_SKYLIGHTRATIO20%.json
30 | 60 | 12 | 180 | 20% | 30% | 5400 | 38 | 8 | 1.0667 | 0.26667 | 46.5045 | 1.0718 | 47.5762 | WIDTH50_LENGTH40_HIGHT16_ORIENTATION180_WINDOWSRATIO40%_SKYLIGHTRATIO20%_3Dview.png | WIDTH50_LENGTH40_HIGHT16_ORIENTATION180_WINDOWSRATIO40%_SKYLIGHTRATIO20%.json
60 | 30 | 12 | 225 | 20% | 30% | 5400 | 8 | 38 | 1.0667 | 0.26667 | 46.3994 | 1.1011 | 47.5005 | WIDTH60_LENGTH40_HIGHT16_ORIENTATION180_WINDOWSRATIO40%_SKYLIGHTRATIO20%_3Dview.png | WIDTH60_LENGTH40_HIGHT16_ORIENTATION180_WINDOWSRATIO40%_SKYLIGHTRATIO20%.json
40 | 40 | 12 | 225 | 20% | 30% | 4800 | 18 | 18 | 1.0667 | 0.26667 | 46.8067 | 1.0653 | 47.872 | WIDTH30_LENGTH50_HIGHT16_ORIENTATION180_WINDOWSRATIO40%_SKYLIGHTRATIO20%_3Dview.png | WIDTH30_LENGTH50_HIGHT16_ORIENTATION180_WINDOWSRATIO40%_SKYLIGHTRATIO20%.json
30 | 60 | 12 | 225 | 20% | 30% | 5400 | 38 | 8 | 1.0667 | 0.26667 | 46.4036 | 1.0895 | 47.4931 | WIDTH40_LENGTH50_HIGHT16_ORIENTATION180_WINDOWSRATIO40%_SKYLIGHTRATIO20%_3Dview.png | WIDTH40_LENGTH50_HIGHT16_ORIENTATION180_WINDOWSRATIO40%_SKYLIGHTRATIO20%.json
60 | 30 | 12 | 270 | 20% | 30% | 5400 | 8 | 38 | 1.0667 | 0.26667 | 46.5073 | 1.0701 | 47.5774 | WIDTH50_LENGTH50_HIGHT16_ORIENTATION180_WINDOWSRATIO40%_SKYLIGHTRATIO20%_3Dview.png | WIDTH50_LENGTH50_HIGHT16_ORIENTATION180_WINDOWSRATIO40%_SKYLIGHTRATIO20%.json
40 | 40 | 12 | 270 | 20% | 30% | 4800 | 18 | 18 | 1.0667 | 0.26667 | 46.9193 | 1.0041 | 47.9234 | WIDTH60_LENGTH50_HIGHT16_ORIENTATION180_WINDOWSRATIO40%_SKYLIGHTRATIO20%_3Dview.png | WIDTH60_LENGTH50_HIGHT16_ORIENTATION180_WINDOWSRATIO40%_SKYLIGHTRATIO20%.json
30 | 60 | 12 | 270 | 20% | 30% | 5400 | 38 | 8 | 1.0667 | 0.26667 | 46.5482 | 0.99421 | 47.5424 | WIDTH30_LENGTH60_HIGHT16_ORIENTATION180_WINDOWSRATIO40%_SKYLIGHTRATIO20%_3Dview.png | WIDTH30_LENGTH60_HIGHT16_ORIENTATION180_WINDOWSRATIO40%_SKYLIGHTRATIO20%.json
60 | 30 | 12 | 315 | 20% | 30% | 5400 | 8 | 38 | 1.0667 | 0.26667 | 46.413 | 1.0859 | 47.4989 | WIDTH40_LENGTH60_HIGHT16_ORIENTATION180_WINDOWSRATIO40%_SKYLIGHTRATIO20%_3Dview.png | WIDTH40_LENGTH60_HIGHT16_ORIENTATION180_WINDOWSRATIO40%_SKYLIGHTRATIO20%.json
40 | 40 | 12 | 315 | 20% | 30% | 4800 | 18 | 18 | 1.0667 | 0.26667 | 46.7901 | 1.0728 | 47.8629 | WIDTH50_LENGTH60_HIGHT16_ORIENTATION180_WINDOWSRATIO40%_SKYLIGHTRATIO20%_3Dview.png | WIDTH50_LENGTH60_HIGHT16_ORIENTATION180_WINDOWSRATIO40%_SKYLIGHTRATIO20%.json
30 | 60 | 12 | 315 | 20% | 30% | 5400 | 38 | 8 | 1.0667 | 0.26667 | 46.3947 | 1.1027 | 47.4974 | WIDTH60_LENGTH60_HIGHT16_ORIENTATION180_WINDOWSRATIO40%_SKYLIGHTRATIO20%_3Dview.png | WIDTH60_LENGTH60_HIGHT16_ORIENTATION180_WINDOWSRATIO40%_SKYLIGHTRATIO20%.json
60 | 30 | 12 | 0 | 30% | 30% | 5400 | 8 | 38 | 1.0667 | 0.26667 | 47.2841 | 0.80391 | 48.088 | WIDTH30_LENGTH30_HIGHT8_ORIENTATION225_WINDOWSRATIO40%_SKYLIGHTRATIO20%_3Dview.png | WIDTH30_LENGTH30_HIGHT8_ORIENTATION225_WINDOWSRATIO40%_SKYLIGHTRATIO20%.json
40 | 40 | 12 | 0 | 30% | 30% | 4800 | 18 | 18 | 1.0667 | 0.26667 | 47.6067 | 0.82892 | 48.4356 | WIDTH40_LENGTH30_HIGHT8_ORIENTATION225_WINDOWSRATIO40%_SKYLIGHTRATIO20%_3Dview.png | WIDTH40_LENGTH30_HIGHT8_ORIENTATION225_WINDOWSRATIO40%_SKYLIGHTRATIO20%.json
30 | 60 | 12 | 0 | 30% | 30% | 5400 | 38 | 8 | 1.0667 | 0.26667 | 47.1955 | 0.89814 | 48.0937 | WIDTH50_LENGTH30_HIGHT8_ORIENTATION225_WINDOWSRATIO40%_SKYLIGHTRATIO20%_3Dview.png | WIDTH50_LENGTH30_HIGHT8_ORIENTATION225_WINDOWSRATIO40%_SKYLIGHTRATIO20%.json
60 | 30 | 12 | 45 | 30% | 30% | 5400 | 8 | 38 | 1.0667 | 0.26667 | 47.0968 | 0.92718 | 48.024 | WIDTH60_LENGTH30_HIGHT8_ORIENTATION225_WINDOWSRATIO40%_SKYLIGHTRATIO20%_3Dview.png | WIDTH60_LENGTH30_HIGHT8_ORIENTATION225_WINDOWSRATIO40%_SKYLIGHTRATIO20%.json
40 | 40 | 12 | 45 | 30% | 30% | 4800 | 18 | 18 | 1.0667 | 0.26667 | 47.4742 | 0.89606 | 48.3702 | WIDTH30_LENGTH40_HIGHT8_ORIENTATION225_WINDOWSRATIO40%_SKYLIGHTRATIO20%_3Dview.png | WIDTH30_LENGTH40_HIGHT8_ORIENTATION225_WINDOWSRATIO40%_SKYLIGHTRATIO20%.json
30 | 60 | 12 | 45 | 30% | 30% | 5400 | 38 | 8 | 1.0667 | 0.26667 | 51.4441 | 2.0504 | 53.4945 | WIDTH40_LENGTH40_HIGHT8_ORIENTATION225_WINDOWSRATIO40%_SKYLIGHTRATIO20%_3Dview.png | WIDTH40_LENGTH40_HIGHT8_ORIENTATION225_WINDOWSRATIO40%_SKYLIGHTRATIO20%.json
60 | 30 | 12 | 90 | 30% | 30% | 5400 | 8 | 38 | 1.0667 | 0.26667 | 47.1978 | 0.89748 | 48.0953 | WIDTH50_LENGTH40_HIGHT8_ORIENTATION225_WINDOWSRATIO40%_SKYLIGHTRATIO20%_3Dview.png | WIDTH50_LENGTH40_HIGHT8_ORIENTATION225_WINDOWSRATIO40%_SKYLIGHTRATIO20%.json
40 | 40 | 12 | 90 | 30% | 30% | 4800 | 18 | 18 | 1.0667 | 0.26667 | 47.6077 | 0.82799 | 48.4356 | WIDTH60_LENGTH40_HIGHT8_ORIENTATION225_WINDOWSRATIO40%_SKYLIGHTRATIO20%_3Dview.png | WIDTH60_LENGTH40_HIGHT8_ORIENTATION225_WINDOWSRATIO40%_SKYLIGHTRATIO20%.json
30 | 60 | 12 | 90 | 30% | 30% | 5400 | 38 | 8 | 1.0667 | 0.26667 | 47.282 | 0.80504 | 48.087 | WIDTH30_LENGTH50_HIGHT8_ORIENTATION225_WINDOWSRATIO40%_SKYLIGHTRATIO20%_3Dview.png | WIDTH30_LENGTH50_HIGHT8_ORIENTATION225_WINDOWSRATIO40%_SKYLIGHTRATIO20%.json
60 | 30 | 12 | 135 | 30% | 30% | 5400 | 8 | 38 | 1.0667 | 0.26667 | 47.1091 | 0.91615 | 48.0253 | WIDTH40_LENGTH50_HIGHT8_ORIENTATION225_WINDOWSRATIO40%_SKYLIGHTRATIO20%_3Dview.png | WIDTH40_LENGTH50_HIGHT8_ORIENTATION225_WINDOWSRATIO40%_SKYLIGHTRATIO20%.json
40 | 40 | 12 | 135 | 30% | 30% | 4800 | 18 | 18 | 1.0667 | 0.26667 | 47.4721 | 0.90034 | 48.3725 | WIDTH50_LENGTH50_HIGHT8_ORIENTATION225_WINDOWSRATIO40%_SKYLIGHTRATIO20%_3Dview.png | WIDTH50_LENGTH50_HIGHT8_ORIENTATION225_WINDOWSRATIO40%_SKYLIGHTRATIO20%.json
30 | 60 | 12 | 135 | 30% | 30% | 5400 | 38 | 8 | 1.0667 | 0.26667 | 51.4768 | 2.0569 | 53.5337 | WIDTH60_LENGTH50_HIGHT8_ORIENTATION225_WINDOWSRATIO40%_SKYLIGHTRATIO20%_3Dview.png | WIDTH60_LENGTH50_HIGHT8_ORIENTATION225_WINDOWSRATIO40%_SKYLIGHTRATIO20%.json
60 | 30 | 12 | 180 | 30% | 30% | 5400 | 8 | 38 | 1.0667 | 0.26667 | 47.2841 | 0.80391 | 48.088 | WIDTH30_LENGTH60_HIGHT8_ORIENTATION225_WINDOWSRATIO40%_SKYLIGHTRATIO20%_3Dview.png | WIDTH30_LENGTH60_HIGHT8_ORIENTATION225_WINDOWSRATIO40%_SKYLIGHTRATIO20%.json
40 | 40 | 12 | 180 | 30% | 30% | 4800 | 18 | 18 | 1.0667 | 0.26667 | 47.6067 | 0.82892 | 48.4356 | WIDTH40_LENGTH60_HIGHT8_ORIENTATION225_WINDOWSRATIO40%_SKYLIGHTRATIO20%_3Dview.png | WIDTH40_LENGTH60_HIGHT8_ORIENTATION225_WINDOWSRATIO40%_SKYLIGHTRATIO20%.json
30 | 60 | 12 | 180 | 30% | 30% | 5400 | 38 | 8 | 1.0667 | 0.26667 | 47.1955 | 0.89814 | 48.0937 | WIDTH50_LENGTH60_HIGHT8_ORIENTATION225_WINDOWSRATIO40%_SKYLIGHTRATIO20%_3Dview.png | WIDTH50_LENGTH60_HIGHT8_ORIENTATION225_WINDOWSRATIO40%_SKYLIGHTRATIO20%.json
60 | 30 | 12 | 225 | 30% | 30% | 5400 | 8 | 38 | 1.0667 | 0.26667 | 47.0968 | 0.92718 | 48.024 | WIDTH60_LENGTH60_HIGHT8_ORIENTATION225_WINDOWSRATIO40%_SKYLIGHTRATIO20%_3Dview.png | WIDTH60_LENGTH60_HIGHT8_ORIENTATION225_WINDOWSRATIO40%_SKYLIGHTRATIO20%.json
40 | 40 | 12 | 225 | 30% | 30% | 4800 | 18 | 18 | 1.0667 | 0.26667 | 47.4879 | 0.89055 | 48.3785 | WIDTH30_LENGTH30_HIGHT12_ORIENTATION225_WINDOWSRATIO40%_SKYLIGHTRATIO20%_3Dview.png | WIDTH30_LENGTH30_HIGHT12_ORIENTATION225_WINDOWSRATIO40%_SKYLIGHTRATIO20%.json
30 | 60 | 12 | 225 | 30% | 30% | 5400 | 38 | 8 | 1.0667 | 0.26667 | 47.1111 | 0.91535 | 48.0265 | WIDTH40_LENGTH30_HIGHT12_ORIENTATION225_WINDOWSRATIO40%_SKYLIGHTRATIO20%_3Dview.png | WIDTH40_LENGTH30_HIGHT12_ORIENTATION225_WINDOWSRATIO40%_SKYLIGHTRATIO20%.json
60 | 30 | 12 | 270 | 30% | 30% | 5400 | 8 | 38 | 1.0667 | 0.26667 | 47.1978 | 0.89748 | 48.0953 | WIDTH50_LENGTH30_HIGHT12_ORIENTATION225_WINDOWSRATIO40%_SKYLIGHTRATIO20%_3Dview.png | WIDTH50_LENGTH30_HIGHT12_ORIENTATION225_WINDOWSRATIO40%_SKYLIGHTRATIO20%.json
40 | 40 | 12 | 270 | 30% | 30% | 4800 | 18 | 18 | 1.0667 | 0.26667 | 47.6077 | 0.82799 | 48.4356 | WIDTH60_LENGTH30_HIGHT12_ORIENTATION225_WINDOWSRATIO40%_SKYLIGHTRATIO20%_3Dview.png | WIDTH60_LENGTH30_HIGHT12_ORIENTATION225_WINDOWSRATIO40%_SKYLIGHTRATIO20%.json
30 | 60 | 12 | 270 | 30% | 30% | 5400 | 38 | 8 | 1.0667 | 0.26667 | 47.282 | 0.80504 | 48.087 | WIDTH30_LENGTH40_HIGHT12_ORIENTATION225_WINDOWSRATIO40%_SKYLIGHTRATIO20%_3Dview.png | WIDTH30_LENGTH40_HIGHT12_ORIENTATION225_WINDOWSRATIO40%_SKYLIGHTRATIO20%.json
60 | 30 | 12 | 315 | 30% | 30% | 5400 | 8 | 38 | 1.0667 | 0.26667 | 47.1194 | 0.91215 | 48.0315 | WIDTH40_LENGTH40_HIGHT12_ORIENTATION225_WINDOWSRATIO40%_SKYLIGHTRATIO20%_3Dview.png | WIDTH40_LENGTH40_HIGHT12_ORIENTATION225_WINDOWSRATIO40%_SKYLIGHTRATIO20%.json
40 | 40 | 12 | 315 | 30% | 30% | 4800 | 18 | 18 | 1.0667 | 0.26667 | 47.4721 | 0.90034 | 48.3725 | WIDTH50_LENGTH40_HIGHT12_ORIENTATION225_WINDOWSRATIO40%_SKYLIGHTRATIO20%_3Dview.png | WIDTH50_LENGTH40_HIGHT12_ORIENTATION225_WINDOWSRATIO40%_SKYLIGHTRATIO20%.json
30 | 60 | 12 | 315 | 30% | 30% | 5400 | 38 | 8 | 1.0667 | 0.26667 | 47.0924 | 0.92857 | 48.021 | WIDTH60_LENGTH40_HIGHT12_ORIENTATION225_WINDOWSRATIO40%_SKYLIGHTRATIO20%_3Dview.png | WIDTH60_LENGTH40_HIGHT12_ORIENTATION225_WINDOWSRATIO40%_SKYLIGHTRATIO20%.json
60 | 30 | 12 | 0 | 40% | 30% | 5400 | 8 | 38 | 1.0667 | 0.26667 | 47.8493 | 0.66147 | 48.5108 | WIDTH30_LENGTH50_HIGHT12_ORIENTATION225_WINDOWSRATIO40%_SKYLIGHTRATIO20%_3Dview.png | WIDTH30_LENGTH50_HIGHT12_ORIENTATION225_WINDOWSRATIO40%_SKYLIGHTRATIO20%.json
40 | 40 | 12 | 0 | 40% | 30% | 4800 | 18 | 18 | 1.0667 | 0.26667 | 48.1217 | 0.69199 | 48.8137 | WIDTH40_LENGTH50_HIGHT12_ORIENTATION225_WINDOWSRATIO40%_SKYLIGHTRATIO20%_3Dview.png | WIDTH40_LENGTH50_HIGHT12_ORIENTATION225_WINDOWSRATIO40%_SKYLIGHTRATIO20%.json
30 | 60 | 12 | 0 | 40% | 30% | 5400 | 38 | 8 | 1.0667 | 0.26667 | 47.706 | 0.75216 | 48.4582 | WIDTH50_LENGTH50_HIGHT12_ORIENTATION225_WINDOWSRATIO40%_SKYLIGHTRATIO20%_3Dview.png | WIDTH50_LENGTH50_HIGHT12_ORIENTATION225_WINDOWSRATIO40%_SKYLIGHTRATIO20%.json
60 | 30 | 12 | 45 | 40% | 30% | 5400 | 8 | 38 | 1.0667 | 0.26667 | 47.6254 | 0.77833 | 48.4037 | WIDTH60_LENGTH50_HIGHT12_ORIENTATION225_WINDOWSRATIO40%_SKYLIGHTRATIO20%_3Dview.png | WIDTH60_LENGTH50_HIGHT12_ORIENTATION225_WINDOWSRATIO40%_SKYLIGHTRATIO20%.json
40 | 40 | 12 | 45 | 40% | 30% | 4800 | 18 | 18 | 1.0667 | 0.26667 | 47.9876 | 0.75642 | 48.7441 | WIDTH30_LENGTH60_HIGHT12_ORIENTATION225_WINDOWSRATIO40%_SKYLIGHTRATIO20%_3Dview.png | WIDTH30_LENGTH60_HIGHT12_ORIENTATION225_WINDOWSRATIO40%_SKYLIGHTRATIO20%.json
30 | 60 | 12 | 45 | 40% | 30% | 5400 | 38 | 8 | 1.0667 | 0.26667 | 52.1046 | 1.9086 | 54.0132 | WIDTH40_LENGTH60_HIGHT12_ORIENTATION225_WINDOWSRATIO40%_SKYLIGHTRATIO20%_3Dview.png | WIDTH40_LENGTH60_HIGHT12_ORIENTATION225_WINDOWSRATIO40%_SKYLIGHTRATIO20%.json
60 | 30 | 12 | 90 | 40% | 30% | 5400 | 8 | 38 | 1.0667 | 0.26667 | 47.7081 | 0.74958 | 48.4577 | WIDTH50_LENGTH60_HIGHT12_ORIENTATION225_WINDOWSRATIO40%_SKYLIGHTRATIO20%_3Dview.png | WIDTH50_LENGTH60_HIGHT12_ORIENTATION225_WINDOWSRATIO40%_SKYLIGHTRATIO20%.json
40 | 40 | 12 | 90 | 40% | 30% | 4800 | 18 | 18 | 1.0667 | 0.26667 | 48.1224 | 0.69092 | 48.8133 | WIDTH60_LENGTH60_HIGHT12_ORIENTATION225_WINDOWSRATIO40%_SKYLIGHTRATIO20%_3Dview.png | WIDTH60_LENGTH60_HIGHT12_ORIENTATION225_WINDOWSRATIO40%_SKYLIGHTRATIO20%.json
30 | 60 | 12 | 90 | 40% | 30% | 5400 | 38 | 8 | 1.0667 | 0.26667 | 47.8474 | 0.66248 | 48.5099 | WIDTH30_LENGTH30_HIGHT16_ORIENTATION225_WINDOWSRATIO40%_SKYLIGHTRATIO20%_3Dview.png | WIDTH30_LENGTH30_HIGHT16_ORIENTATION225_WINDOWSRATIO40%_SKYLIGHTRATIO20%.json
60 | 30 | 12 | 135 | 40% | 30% | 5400 | 8 | 38 | 1.0667 | 0.26667 | 47.6521 | 0.77016 | 48.4222 | WIDTH40_LENGTH30_HIGHT16_ORIENTATION225_WINDOWSRATIO40%_SKYLIGHTRATIO20%_3Dview.png | WIDTH40_LENGTH30_HIGHT16_ORIENTATION225_WINDOWSRATIO40%_SKYLIGHTRATIO20%.json
40 | 40 | 12 | 135 | 40% | 30% | 4800 | 18 | 18 | 1.0667 | 0.26667 | 47.9847 | 0.75866 | 48.7433 | WIDTH50_LENGTH30_HIGHT16_ORIENTATION225_WINDOWSRATIO40%_SKYLIGHTRATIO20%_3Dview.png | WIDTH50_LENGTH30_HIGHT16_ORIENTATION225_WINDOWSRATIO40%_SKYLIGHTRATIO20%.json
30 | 60 | 12 | 135 | 40% | 30% | 5400 | 38 | 8 | 1.0667 | 0.26667 | 52.1432 | 1.9092 | 54.0523 | WIDTH60_LENGTH30_HIGHT16_ORIENTATION225_WINDOWSRATIO40%_SKYLIGHTRATIO20%_3Dview.png | WIDTH60_LENGTH30_HIGHT16_ORIENTATION225_WINDOWSRATIO40%_SKYLIGHTRATIO20%.json
60 | 30 | 12 | 180 | 40% | 30% | 5400 | 8 | 38 | 1.0667 | 0.26667 | 47.8493 | 0.66147 | 48.5108 | WIDTH30_LENGTH40_HIGHT16_ORIENTATION225_WINDOWSRATIO40%_SKYLIGHTRATIO20%_3Dview.png | WIDTH30_LENGTH40_HIGHT16_ORIENTATION225_WINDOWSRATIO40%_SKYLIGHTRATIO20%.json
40 | 40 | 12 | 180 | 40% | 30% | 4800 | 18 | 18 | 1.0667 | 0.26667 | 48.1217 | 0.69199 | 48.8137 | WIDTH40_LENGTH40_HIGHT16_ORIENTATION225_WINDOWSRATIO40%_SKYLIGHTRATIO20%_3Dview.png | WIDTH40_LENGTH40_HIGHT16_ORIENTATION225_WINDOWSRATIO40%_SKYLIGHTRATIO20%.json
30 | 60 | 12 | 180 | 40% | 30% | 5400 | 38 | 8 | 1.0667 | 0.26667 | 47.706 | 0.75216 | 48.4582 | WIDTH50_LENGTH40_HIGHT16_ORIENTATION225_WINDOWSRATIO40%_SKYLIGHTRATIO20%_3Dview.png | WIDTH50_LENGTH40_HIGHT16_ORIENTATION225_WINDOWSRATIO40%_SKYLIGHTRATIO20%.json
60 | 30 | 12 | 225 | 40% | 30% | 5400 | 8 | 38 | 1.0667 | 0.26667 | 47.6254 | 0.77833 | 48.4037 | WIDTH60_LENGTH40_HIGHT16_ORIENTATION225_WINDOWSRATIO40%_SKYLIGHTRATIO20%_3Dview.png | WIDTH60_LENGTH40_HIGHT16_ORIENTATION225_WINDOWSRATIO40%_SKYLIGHTRATIO20%.json
40 | 40 | 12 | 225 | 40% | 30% | 4800 | 18 | 18 | 1.0667 | 0.26667 | 47.9997 | 0.75134 | 48.751 | WIDTH30_LENGTH50_HIGHT16_ORIENTATION225_WINDOWSRATIO40%_SKYLIGHTRATIO20%_3Dview.png | WIDTH30_LENGTH50_HIGHT16_ORIENTATION225_WINDOWSRATIO40%_SKYLIGHTRATIO20%.json
30 | 60 | 12 | 225 | 40% | 30% | 5400 | 38 | 8 | 1.0667 | 0.26667 | 47.654 | 0.76951 | 48.4235 | WIDTH40_LENGTH50_HIGHT16_ORIENTATION225_WINDOWSRATIO40%_SKYLIGHTRATIO20%_3Dview.png | WIDTH40_LENGTH50_HIGHT16_ORIENTATION225_WINDOWSRATIO40%_SKYLIGHTRATIO20%.json
60 | 30 | 12 | 270 | 40% | 30% | 5400 | 8 | 38 | 1.0667 | 0.26667 | 47.7081 | 0.74958 | 48.4577 | WIDTH50_LENGTH50_HIGHT16_ORIENTATION225_WINDOWSRATIO40%_SKYLIGHTRATIO20%_3Dview.png | WIDTH50_LENGTH50_HIGHT16_ORIENTATION225_WINDOWSRATIO40%_SKYLIGHTRATIO20%.json
40 | 40 | 12 | 270 | 40% | 30% | 4800 | 18 | 18 | 1.0667 | 0.26667 | 48.1224 | 0.69092 | 48.8133 | WIDTH60_LENGTH50_HIGHT16_ORIENTATION225_WINDOWSRATIO40%_SKYLIGHTRATIO20%_3Dview.png | WIDTH60_LENGTH50_HIGHT16_ORIENTATION225_WINDOWSRATIO40%_SKYLIGHTRATIO20%.json
30 | 60 | 12 | 270 | 40% | 30% | 5400 | 38 | 8 | 1.0667 | 0.26667 | 47.8474 | 0.66248 | 48.5099 | WIDTH30_LENGTH60_HIGHT16_ORIENTATION225_WINDOWSRATIO40%_SKYLIGHTRATIO20%_3Dview.png | WIDTH30_LENGTH60_HIGHT16_ORIENTATION225_WINDOWSRATIO40%_SKYLIGHTRATIO20%.json
60 | 30 | 12 | 315 | 40% | 30% | 5400 | 8 | 38 | 1.0667 | 0.26667 | 47.661 | 0.76665 | 48.4277 | WIDTH40_LENGTH60_HIGHT16_ORIENTATION225_WINDOWSRATIO40%_SKYLIGHTRATIO20%_3Dview.png | WIDTH40_LENGTH60_HIGHT16_ORIENTATION225_WINDOWSRATIO40%_SKYLIGHTRATIO20%.json
40 | 40 | 12 | 315 | 40% | 30% | 4800 | 18 | 18 | 1.0667 | 0.26667 | 47.9847 | 0.75866 | 48.7433 | WIDTH50_LENGTH60_HIGHT16_ORIENTATION225_WINDOWSRATIO40%_SKYLIGHTRATIO20%_3Dview.png | WIDTH50_LENGTH60_HIGHT16_ORIENTATION225_WINDOWSRATIO40%_SKYLIGHTRATIO20%.json
30 | 60 | 12 | 315 | 40% | 30% | 5400 | 38 | 8 | 1.0667 | 0.26667 | 47.621 | 0.77968 | 48.4007 | WIDTH60_LENGTH60_HIGHT16_ORIENTATION225_WINDOWSRATIO40%_SKYLIGHTRATIO20%_3Dview.png | WIDTH60_LENGTH60_HIGHT16_ORIENTATION225_WINDOWSRATIO40%_SKYLIGHTRATIO20%.json
60 | 30 | 12 | 0 | 10% | 40% | 5400 | 8 | 38 | 1.0667 | 0.26667 | 45.7791 | 1.1751 | 46.9542 | WIDTH30_LENGTH30_HIGHT8_ORIENTATION270_WINDOWSRATIO40%_SKYLIGHTRATIO20%_3Dview.png | WIDTH30_LENGTH30_HIGHT8_ORIENTATION270_WINDOWSRATIO40%_SKYLIGHTRATIO20%.json
40 | 40 | 12 | 0 | 10% | 40% | 4800 | 18 | 18 | 1.0667 | 0.26667 | 46.1828 | 1.1803 | 47.3631 | WIDTH40_LENGTH30_HIGHT8_ORIENTATION270_WINDOWSRATIO40%_SKYLIGHTRATIO20%_3Dview.png | WIDTH40_LENGTH30_HIGHT8_ORIENTATION270_WINDOWSRATIO40%_SKYLIGHTRATIO20%.json
30 | 60 | 12 | 0 | 10% | 40% | 5400 | 38 | 8 | 1.0667 | 0.26667 | 45.7632 | 1.2407 | 47.0039 | WIDTH50_LENGTH30_HIGHT8_ORIENTATION270_WINDOWSRATIO40%_SKYLIGHTRATIO20%_3Dview.png | WIDTH50_LENGTH30_HIGHT8_ORIENTATION270_WINDOWSRATIO40%_SKYLIGHTRATIO20%.json
60 | 30 | 12 | 45 | 10% | 40% | 5400 | 8 | 38 | 1.0667 | 0.26667 | 45.6809 | 1.2627 | 46.9437 | WIDTH60_LENGTH30_HIGHT8_ORIENTATION270_WINDOWSRATIO40%_SKYLIGHTRATIO20%_3Dview.png | WIDTH60_LENGTH30_HIGHT8_ORIENTATION270_WINDOWSRATIO40%_SKYLIGHTRATIO20%.json
40 | 40 | 12 | 45 | 10% | 40% | 4800 | 18 | 18 | 1.0667 | 0.26667 | 46.0521 | 1.2416 | 47.2937 | WIDTH30_LENGTH40_HIGHT8_ORIENTATION270_WINDOWSRATIO40%_SKYLIGHTRATIO20%_3Dview.png | WIDTH30_LENGTH40_HIGHT8_ORIENTATION270_WINDOWSRATIO40%_SKYLIGHTRATIO20%.json
30 | 60 | 12 | 45 | 10% | 40% | 5400 | 38 | 8 | 1.0667 | 0.26667 | 49.8659 | 2.3809 | 52.2469 | WIDTH40_LENGTH40_HIGHT8_ORIENTATION270_WINDOWSRATIO40%_SKYLIGHTRATIO20%_3Dview.png | WIDTH40_LENGTH40_HIGHT8_ORIENTATION270_WINDOWSRATIO40%_SKYLIGHTRATIO20%.json
60 | 30 | 12 | 90 | 10% | 40% | 5400 | 8 | 38 | 1.0667 | 0.26667 | 45.7668 | 1.2386 | 47.0054 | WIDTH50_LENGTH40_HIGHT8_ORIENTATION270_WINDOWSRATIO40%_SKYLIGHTRATIO20%_3Dview.png | WIDTH50_LENGTH40_HIGHT8_ORIENTATION270_WINDOWSRATIO40%_SKYLIGHTRATIO20%.json
40 | 40 | 12 | 90 | 10% | 40% | 4800 | 18 | 18 | 1.0667 | 0.26667 | 46.1832 | 1.1795 | 47.3627 | WIDTH60_LENGTH40_HIGHT8_ORIENTATION270_WINDOWSRATIO40%_SKYLIGHTRATIO20%_3Dview.png | WIDTH60_LENGTH40_HIGHT8_ORIENTATION270_WINDOWSRATIO40%_SKYLIGHTRATIO20%.json
30 | 60 | 12 | 90 | 10% | 40% | 5400 | 38 | 8 | 1.0667 | 0.26667 | 45.7757 | 1.1768 | 46.9525 | WIDTH30_LENGTH50_HIGHT8_ORIENTATION270_WINDOWSRATIO40%_SKYLIGHTRATIO20%_3Dview.png | WIDTH30_LENGTH50_HIGHT8_ORIENTATION270_WINDOWSRATIO40%_SKYLIGHTRATIO20%.json
60 | 30 | 12 | 135 | 10% | 40% | 5400 | 8 | 38 | 1.0667 | 0.26667 | 45.6729 | 1.2526 | 46.9254 | WIDTH40_LENGTH50_HIGHT8_ORIENTATION270_WINDOWSRATIO40%_SKYLIGHTRATIO20%_3Dview.png | WIDTH40_LENGTH50_HIGHT8_ORIENTATION270_WINDOWSRATIO40%_SKYLIGHTRATIO20%.json
40 | 40 | 12 | 135 | 10% | 40% | 4800 | 18 | 18 | 1.0667 | 0.26667 | 46.0494 | 1.2467 | 47.2961 | WIDTH50_LENGTH50_HIGHT8_ORIENTATION270_WINDOWSRATIO40%_SKYLIGHTRATIO20%_3Dview.png | WIDTH50_LENGTH50_HIGHT8_ORIENTATION270_WINDOWSRATIO40%_SKYLIGHTRATIO20%.json
30 | 60 | 12 | 135 | 10% | 40% | 5400 | 38 | 8 | 1.0667 | 0.26667 | 49.8513 | 2.4025 | 52.2538 | WIDTH60_LENGTH50_HIGHT8_ORIENTATION270_WINDOWSRATIO40%_SKYLIGHTRATIO20%_3Dview.png | WIDTH60_LENGTH50_HIGHT8_ORIENTATION270_WINDOWSRATIO40%_SKYLIGHTRATIO20%.json
60 | 30 | 12 | 180 | 10% | 40% | 5400 | 8 | 38 | 1.0667 | 0.26667 | 45.7791 | 1.1751 | 46.9542 | WIDTH30_LENGTH60_HIGHT8_ORIENTATION270_WINDOWSRATIO40%_SKYLIGHTRATIO20%_3Dview.png | WIDTH30_LENGTH60_HIGHT8_ORIENTATION270_WINDOWSRATIO40%_SKYLIGHTRATIO20%.json
40 | 40 | 12 | 180 | 10% | 40% | 4800 | 18 | 18 | 1.0667 | 0.26667 | 46.1828 | 1.1803 | 47.3631 | WIDTH40_LENGTH60_HIGHT8_ORIENTATION270_WINDOWSRATIO40%_SKYLIGHTRATIO20%_3Dview.png | WIDTH40_LENGTH60_HIGHT8_ORIENTATION270_WINDOWSRATIO40%_SKYLIGHTRATIO20%.json
30 | 60 | 12 | 180 | 10% | 40% | 5400 | 38 | 8 | 1.0667 | 0.26667 | 45.7632 | 1.2407 | 47.0039 | WIDTH50_LENGTH60_HIGHT8_ORIENTATION270_WINDOWSRATIO40%_SKYLIGHTRATIO20%_3Dview.png | WIDTH50_LENGTH60_HIGHT8_ORIENTATION270_WINDOWSRATIO40%_SKYLIGHTRATIO20%.json
60 | 30 | 12 | 225 | 10% | 40% | 5400 | 8 | 38 | 1.0667 | 0.26667 | 45.6408 | 1.2791 | 46.9199 | WIDTH60_LENGTH60_HIGHT8_ORIENTATION270_WINDOWSRATIO40%_SKYLIGHTRATIO20%_3Dview.png | WIDTH60_LENGTH60_HIGHT8_ORIENTATION270_WINDOWSRATIO40%_SKYLIGHTRATIO20%.json
40 | 40 | 12 | 225 | 10% | 40% | 4800 | 18 | 18 | 1.0667 | 0.26667 | 46.085 | 1.23 | 47.3149 | WIDTH30_LENGTH30_HIGHT12_ORIENTATION270_WINDOWSRATIO40%_SKYLIGHTRATIO20%_3Dview.png | WIDTH30_LENGTH30_HIGHT12_ORIENTATION270_WINDOWSRATIO40%_SKYLIGHTRATIO20%.json
30 | 60 | 12 | 225 | 10% | 40% | 5400 | 38 | 8 | 1.0667 | 0.26667 | 45.6618 | 1.2588 | 46.9207 | WIDTH40_LENGTH30_HIGHT12_ORIENTATION270_WINDOWSRATIO40%_SKYLIGHTRATIO20%_3Dview.png | WIDTH40_LENGTH30_HIGHT12_ORIENTATION270_WINDOWSRATIO40%_SKYLIGHTRATIO20%.json
60 | 30 | 12 | 270 | 10% | 40% | 5400 | 8 | 38 | 1.0667 | 0.26667 | 45.7668 | 1.2386 | 47.0054 | WIDTH50_LENGTH30_HIGHT12_ORIENTATION270_WINDOWSRATIO40%_SKYLIGHTRATIO20%_3Dview.png | WIDTH50_LENGTH30_HIGHT12_ORIENTATION270_WINDOWSRATIO40%_SKYLIGHTRATIO20%.json
40 | 40 | 12 | 270 | 10% | 40% | 4800 | 18 | 18 | 1.0667 | 0.26667 | 46.1832 | 1.1795 | 47.3627 | WIDTH60_LENGTH30_HIGHT12_ORIENTATION270_WINDOWSRATIO40%_SKYLIGHTRATIO20%_3Dview.png | WIDTH60_LENGTH30_HIGHT12_ORIENTATION270_WINDOWSRATIO40%_SKYLIGHTRATIO20%.json
30 | 60 | 12 | 270 | 10% | 40% | 5400 | 38 | 8 | 1.0667 | 0.26667 | 45.7757 | 1.1768 | 46.9525 | WIDTH30_LENGTH40_HIGHT12_ORIENTATION270_WINDOWSRATIO40%_SKYLIGHTRATIO20%_3Dview.png | WIDTH30_LENGTH40_HIGHT12_ORIENTATION270_WINDOWSRATIO40%_SKYLIGHTRATIO20%.json
60 | 30 | 12 | 315 | 10% | 40% | 5400 | 8 | 38 | 1.0667 | 0.26667 | 45.6436 | 1.2654 | 46.909 | WIDTH40_LENGTH40_HIGHT12_ORIENTATION270_WINDOWSRATIO40%_SKYLIGHTRATIO20%_3Dview.png | WIDTH40_LENGTH40_HIGHT12_ORIENTATION270_WINDOWSRATIO40%_SKYLIGHTRATIO20%.json
40 | 40 | 12 | 315 | 10% | 40% | 4800 | 18 | 18 | 1.0667 | 0.26667 | 46.085 | 1.23 | 47.3151 | WIDTH50_LENGTH40_HIGHT12_ORIENTATION270_WINDOWSRATIO40%_SKYLIGHTRATIO20%_3Dview.png | WIDTH50_LENGTH40_HIGHT12_ORIENTATION270_WINDOWSRATIO40%_SKYLIGHTRATIO20%.json
30 | 60 | 12 | 315 | 10% | 40% | 5400 | 38 | 8 | 1.0667 | 0.26667 | 45.6444 | 1.2785 | 46.9229 | WIDTH60_LENGTH40_HIGHT12_ORIENTATION270_WINDOWSRATIO40%_SKYLIGHTRATIO20%_3Dview.png | WIDTH60_LENGTH40_HIGHT12_ORIENTATION270_WINDOWSRATIO40%_SKYLIGHTRATIO20%.json
60 | 30 | 12 | 0 | 20% | 40% | 5400 | 8 | 38 | 1.0667 | 0.26667 | 46.6858 | 0.95118 | 47.637 | WIDTH30_LENGTH50_HIGHT12_ORIENTATION270_WINDOWSRATIO40%_SKYLIGHTRATIO20%_3Dview.png | WIDTH30_LENGTH50_HIGHT12_ORIENTATION270_WINDOWSRATIO40%_SKYLIGHTRATIO20%.json
40 | 40 | 12 | 0 | 20% | 40% | 4800 | 18 | 18 | 1.0667 | 0.26667 | 47.056 | 0.96276 | 48.0188 | WIDTH40_LENGTH50_HIGHT12_ORIENTATION270_WINDOWSRATIO40%_SKYLIGHTRATIO20%_3Dview.png | WIDTH40_LENGTH50_HIGHT12_ORIENTATION270_WINDOWSRATIO40%_SKYLIGHTRATIO20%.json
30 | 60 | 12 | 0 | 20% | 40% | 5400 | 38 | 8 | 1.0667 | 0.26667 | 46.6318 | 1.0285 | 47.6603 | WIDTH50_LENGTH50_HIGHT12_ORIENTATION270_WINDOWSRATIO40%_SKYLIGHTRATIO20%_3Dview.png | WIDTH50_LENGTH50_HIGHT12_ORIENTATION270_WINDOWSRATIO40%_SKYLIGHTRATIO20%.json
60 | 30 | 12 | 45 | 20% | 40% | 5400 | 8 | 38 | 1.0667 | 0.26667 | 46.549 | 1.0514 | 47.6004 | WIDTH60_LENGTH50_HIGHT12_ORIENTATION270_WINDOWSRATIO40%_SKYLIGHTRATIO20%_3Dview.png | WIDTH60_LENGTH50_HIGHT12_ORIENTATION270_WINDOWSRATIO40%_SKYLIGHTRATIO20%.json
40 | 40 | 12 | 45 | 20% | 40% | 4800 | 18 | 18 | 1.0667 | 0.26667 | 46.9166 | 1.0275 | 47.9441 | WIDTH30_LENGTH60_HIGHT12_ORIENTATION270_WINDOWSRATIO40%_SKYLIGHTRATIO20%_3Dview.png | WIDTH30_LENGTH60_HIGHT12_ORIENTATION270_WINDOWSRATIO40%_SKYLIGHTRATIO20%.json
30 | 60 | 12 | 45 | 20% | 40% | 5400 | 38 | 8 | 1.0667 | 0.26667 | 50.7986 | 2.1755 | 52.974 | WIDTH40_LENGTH60_HIGHT12_ORIENTATION270_WINDOWSRATIO40%_SKYLIGHTRATIO20%_3Dview.png | WIDTH40_LENGTH60_HIGHT12_ORIENTATION270_WINDOWSRATIO40%_SKYLIGHTRATIO20%.json
60 | 30 | 12 | 90 | 20% | 40% | 5400 | 8 | 38 | 1.0667 | 0.26667 | 46.6354 | 1.0264 | 47.6618 | WIDTH50_LENGTH60_HIGHT12_ORIENTATION270_WINDOWSRATIO40%_SKYLIGHTRATIO20%_3Dview.png | WIDTH50_LENGTH60_HIGHT12_ORIENTATION270_WINDOWSRATIO40%_SKYLIGHTRATIO20%.json
40 | 40 | 12 | 90 | 20% | 40% | 4800 | 18 | 18 | 1.0667 | 0.26667 | 47.0565 | 0.96208 | 48.0185 | WIDTH60_LENGTH60_HIGHT12_ORIENTATION270_WINDOWSRATIO40%_SKYLIGHTRATIO20%_3Dview.png | WIDTH60_LENGTH60_HIGHT12_ORIENTATION270_WINDOWSRATIO40%_SKYLIGHTRATIO20%.json
30 | 60 | 12 | 90 | 20% | 40% | 5400 | 38 | 8 | 1.0667 | 0.26667 | 46.6828 | 0.95263 | 47.6354 | WIDTH30_LENGTH30_HIGHT16_ORIENTATION270_WINDOWSRATIO40%_SKYLIGHTRATIO20%_3Dview.png | WIDTH30_LENGTH30_HIGHT16_ORIENTATION270_WINDOWSRATIO40%_SKYLIGHTRATIO20%.json
60 | 30 | 12 | 135 | 20% | 40% | 5400 | 8 | 38 | 1.0667 | 0.26667 | 46.5421 | 1.0414 | 47.5836 | WIDTH40_LENGTH30_HIGHT16_ORIENTATION270_WINDOWSRATIO40%_SKYLIGHTRATIO20%_3Dview.png | WIDTH40_LENGTH30_HIGHT16_ORIENTATION270_WINDOWSRATIO40%_SKYLIGHTRATIO20%.json
40 | 40 | 12 | 135 | 20% | 40% | 4800 | 18 | 18 | 1.0667 | 0.26667 | 46.9095 | 1.0338 | 47.9434 | WIDTH50_LENGTH30_HIGHT16_ORIENTATION270_WINDOWSRATIO40%_SKYLIGHTRATIO20%_3Dview.png | WIDTH50_LENGTH30_HIGHT16_ORIENTATION270_WINDOWSRATIO40%_SKYLIGHTRATIO20%.json
30 | 60 | 12 | 135 | 20% | 40% | 5400 | 38 | 8 | 1.0667 | 0.26667 | 50.805 | 2.1924 | 52.9974 | WIDTH60_LENGTH30_HIGHT16_ORIENTATION270_WINDOWSRATIO40%_SKYLIGHTRATIO20%_3Dview.png | WIDTH60_LENGTH30_HIGHT16_ORIENTATION270_WINDOWSRATIO40%_SKYLIGHTRATIO20%.json
60 | 30 | 12 | 180 | 20% | 40% | 5400 | 8 | 38 | 1.0667 | 0.26667 | 46.6858 | 0.95118 | 47.637 | WIDTH30_LENGTH40_HIGHT16_ORIENTATION270_WINDOWSRATIO40%_SKYLIGHTRATIO20%_3Dview.png | WIDTH30_LENGTH40_HIGHT16_ORIENTATION270_WINDOWSRATIO40%_SKYLIGHTRATIO20%.json
40 | 40 | 12 | 180 | 20% | 40% | 4800 | 18 | 18 | 1.0667 | 0.26667 | 47.056 | 0.96276 | 48.0188 | WIDTH40_LENGTH40_HIGHT16_ORIENTATION270_WINDOWSRATIO40%_SKYLIGHTRATIO20%_3Dview.png | WIDTH40_LENGTH40_HIGHT16_ORIENTATION270_WINDOWSRATIO40%_SKYLIGHTRATIO20%.json
30 | 60 | 12 | 180 | 20% | 40% | 5400 | 38 | 8 | 1.0667 | 0.26667 | 46.6318 | 1.0285 | 47.6603 | WIDTH50_LENGTH40_HIGHT16_ORIENTATION270_WINDOWSRATIO40%_SKYLIGHTRATIO20%_3Dview.png | WIDTH50_LENGTH40_HIGHT16_ORIENTATION270_WINDOWSRATIO40%_SKYLIGHTRATIO20%.json
60 | 30 | 12 | 225 | 20% | 40% | 5400 | 8 | 38 | 1.0667 | 0.26667 | 46.517 | 1.063 | 47.58 | WIDTH60_LENGTH40_HIGHT16_ORIENTATION270_WINDOWSRATIO40%_SKYLIGHTRATIO20%_3Dview.png | WIDTH60_LENGTH40_HIGHT16_ORIENTATION270_WINDOWSRATIO40%_SKYLIGHTRATIO20%.json
40 | 40 | 12 | 225 | 20% | 40% | 4800 | 18 | 18 | 1.0667 | 0.26667 | 46.9431 | 1.0165 | 47.9596 | WIDTH30_LENGTH50_HIGHT16_ORIENTATION270_WINDOWSRATIO40%_SKYLIGHTRATIO20%_3Dview.png | WIDTH30_LENGTH50_HIGHT16_ORIENTATION270_WINDOWSRATIO40%_SKYLIGHTRATIO20%.json
30 | 60 | 12 | 225 | 20% | 40% | 5400 | 38 | 8 | 1.0667 | 0.26667 | 46.5344 | 1.0445 | 47.579 | WIDTH40_LENGTH50_HIGHT16_ORIENTATION270_WINDOWSRATIO40%_SKYLIGHTRATIO20%_3Dview.png | WIDTH40_LENGTH50_HIGHT16_ORIENTATION270_WINDOWSRATIO40%_SKYLIGHTRATIO20%.json
60 | 30 | 12 | 270 | 20% | 40% | 5400 | 8 | 38 | 1.0667 | 0.26667 | 46.6354 | 1.0264 | 47.6618 | WIDTH50_LENGTH50_HIGHT16_ORIENTATION270_WINDOWSRATIO40%_SKYLIGHTRATIO20%_3Dview.png | WIDTH50_LENGTH50_HIGHT16_ORIENTATION270_WINDOWSRATIO40%_SKYLIGHTRATIO20%.json
40 | 40 | 12 | 270 | 20% | 40% | 4800 | 18 | 18 | 1.0667 | 0.26667 | 47.0565 | 0.96208 | 48.0185 | WIDTH60_LENGTH50_HIGHT16_ORIENTATION270_WINDOWSRATIO40%_SKYLIGHTRATIO20%_3Dview.png | WIDTH60_LENGTH50_HIGHT16_ORIENTATION270_WINDOWSRATIO40%_SKYLIGHTRATIO20%.json
30 | 60 | 12 | 270 | 20% | 40% | 5400 | 38 | 8 | 1.0667 | 0.26667 | 46.6828 | 0.95263 | 47.6354 | WIDTH30_LENGTH60_HIGHT16_ORIENTATION270_WINDOWSRATIO40%_SKYLIGHTRATIO20%_3Dview.png | WIDTH30_LENGTH60_HIGHT16_ORIENTATION270_WINDOWSRATIO40%_SKYLIGHTRATIO20%.json
60 | 30 | 12 | 315 | 20% | 40% | 5400 | 8 | 38 | 1.0667 | 0.26667 | 46.5188 | 1.0511 | 47.5699 | WIDTH40_LENGTH60_HIGHT16_ORIENTATION270_WINDOWSRATIO40%_SKYLIGHTRATIO20%_3Dview.png | WIDTH40_LENGTH60_HIGHT16_ORIENTATION270_WINDOWSRATIO40%_SKYLIGHTRATIO20%.json
40 | 40 | 12 | 315 | 20% | 40% | 4800 | 18 | 18 | 1.0667 | 0.26667 | 46.9427 | 1.0162 | 47.9589 | WIDTH50_LENGTH60_HIGHT16_ORIENTATION270_WINDOWSRATIO40%_SKYLIGHTRATIO20%_3Dview.png | WIDTH50_LENGTH60_HIGHT16_ORIENTATION270_WINDOWSRATIO40%_SKYLIGHTRATIO20%.json
30 | 60 | 12 | 315 | 20% | 40% | 5400 | 38 | 8 | 1.0667 | 0.26667 | 46.5197 | 1.0617 | 47.5814 | WIDTH60_LENGTH60_HIGHT16_ORIENTATION270_WINDOWSRATIO40%_SKYLIGHTRATIO20%_3Dview.png | WIDTH60_LENGTH60_HIGHT16_ORIENTATION270_WINDOWSRATIO40%_SKYLIGHTRATIO20%.json
60 | 30 | 12 | 0 | 30% | 40% | 5400 | 8 | 38 | 1.0667 | 0.26667 | 47.3886 | 0.77197 | 48.1606 | WIDTH30_LENGTH30_HIGHT8_ORIENTATION315_WINDOWSRATIO40%_SKYLIGHTRATIO20%_3Dview.png | WIDTH30_LENGTH30_HIGHT8_ORIENTATION315_WINDOWSRATIO40%_SKYLIGHTRATIO20%.json
40 | 40 | 12 | 0 | 30% | 40% | 4800 | 18 | 18 | 1.0667 | 0.26667 | 47.716 | 0.79124 | 48.5073 | WIDTH40_LENGTH30_HIGHT8_ORIENTATION315_WINDOWSRATIO40%_SKYLIGHTRATIO20%_3Dview.png | WIDTH40_LENGTH30_HIGHT8_ORIENTATION315_WINDOWSRATIO40%_SKYLIGHTRATIO20%.json
30 | 60 | 12 | 0 | 30% | 40% | 5400 | 38 | 8 | 1.0667 | 0.26667 | 47.2971 | 0.85993 | 48.1571 | WIDTH50_LENGTH30_HIGHT8_ORIENTATION315_WINDOWSRATIO40%_SKYLIGHTRATIO20%_3Dview.png | WIDTH50_LENGTH30_HIGHT8_ORIENTATION315_WINDOWSRATIO40%_SKYLIGHTRATIO20%.json
60 | 30 | 12 | 45 | 30% | 40% | 5400 | 8 | 38 | 1.0667 | 0.26667 | 47.221 | 0.88203 | 48.103 | WIDTH60_LENGTH30_HIGHT8_ORIENTATION315_WINDOWSRATIO40%_SKYLIGHTRATIO20%_3Dview.png | WIDTH60_LENGTH30_HIGHT8_ORIENTATION315_WINDOWSRATIO40%_SKYLIGHTRATIO20%.json
40 | 40 | 12 | 45 | 30% | 40% | 4800 | 18 | 18 | 1.0667 | 0.26667 | 47.5769 | 0.86058 | 48.4375 | WIDTH30_LENGTH40_HIGHT8_ORIENTATION315_WINDOWSRATIO40%_SKYLIGHTRATIO20%_3Dview.png | WIDTH30_LENGTH40_HIGHT8_ORIENTATION315_WINDOWSRATIO40%_SKYLIGHTRATIO20%.json
30 | 60 | 12 | 45 | 30% | 40% | 5400 | 38 | 8 | 1.0667 | 0.26667 | 51.5687 | 2.0037 | 53.5725 | WIDTH40_LENGTH40_HIGHT8_ORIENTATION315_WINDOWSRATIO40%_SKYLIGHTRATIO20%_3Dview.png | WIDTH40_LENGTH40_HIGHT8_ORIENTATION315_WINDOWSRATIO40%_SKYLIGHTRATIO20%.json
60 | 30 | 12 | 90 | 30% | 40% | 5400 | 8 | 38 | 1.0667 | 0.26667 | 47.2997 | 0.85824 | 48.1579 | WIDTH50_LENGTH40_HIGHT8_ORIENTATION315_WINDOWSRATIO40%_SKYLIGHTRATIO20%_3Dview.png | WIDTH50_LENGTH40_HIGHT8_ORIENTATION315_WINDOWSRATIO40%_SKYLIGHTRATIO20%.json
40 | 40 | 12 | 90 | 30% | 40% | 4800 | 18 | 18 | 1.0667 | 0.26667 | 47.7174 | 0.7905 | 48.5079 | WIDTH60_LENGTH40_HIGHT8_ORIENTATION315_WINDOWSRATIO40%_SKYLIGHTRATIO20%_3Dview.png | WIDTH60_LENGTH40_HIGHT8_ORIENTATION315_WINDOWSRATIO40%_SKYLIGHTRATIO20%.json
30 | 60 | 12 | 90 | 30% | 40% | 5400 | 38 | 8 | 1.0667 | 0.26667 | 47.3862 | 0.77341 | 48.1596 | WIDTH30_LENGTH50_HIGHT8_ORIENTATION315_WINDOWSRATIO40%_SKYLIGHTRATIO20%_3Dview.png | WIDTH30_LENGTH50_HIGHT8_ORIENTATION315_WINDOWSRATIO40%_SKYLIGHTRATIO20%.json
60 | 30 | 12 | 135 | 30% | 40% | 5400 | 8 | 38 | 1.0667 | 0.26667 | 47.2251 | 0.87205 | 48.0972 | WIDTH40_LENGTH50_HIGHT8_ORIENTATION315_WINDOWSRATIO40%_SKYLIGHTRATIO20%_3Dview.png | WIDTH40_LENGTH50_HIGHT8_ORIENTATION315_WINDOWSRATIO40%_SKYLIGHTRATIO20%.json
40 | 40 | 12 | 135 | 30% | 40% | 4800 | 18 | 18 | 1.0667 | 0.26667 | 47.5707 | 0.86332 | 48.434 | WIDTH50_LENGTH50_HIGHT8_ORIENTATION315_WINDOWSRATIO40%_SKYLIGHTRATIO20%_3Dview.png | WIDTH50_LENGTH50_HIGHT8_ORIENTATION315_WINDOWSRATIO40%_SKYLIGHTRATIO20%.json
30 | 60 | 12 | 135 | 30% | 40% | 5400 | 38 | 8 | 1.0667 | 0.26667 | 51.5893 | 2.0159 | 53.6052 | WIDTH60_LENGTH50_HIGHT8_ORIENTATION315_WINDOWSRATIO40%_SKYLIGHTRATIO20%_3Dview.png | WIDTH60_LENGTH50_HIGHT8_ORIENTATION315_WINDOWSRATIO40%_SKYLIGHTRATIO20%.json
60 | 30 | 12 | 180 | 30% | 40% | 5400 | 8 | 38 | 1.0667 | 0.26667 | 47.3886 | 0.77197 | 48.1606 | WIDTH30_LENGTH60_HIGHT8_ORIENTATION315_WINDOWSRATIO40%_SKYLIGHTRATIO20%_3Dview.png | WIDTH30_LENGTH60_HIGHT8_ORIENTATION315_WINDOWSRATIO40%_SKYLIGHTRATIO20%.json
40 | 40 | 12 | 180 | 30% | 40% | 4800 | 18 | 18 | 1.0667 | 0.26667 | 47.716 | 0.79124 | 48.5073 | WIDTH40_LENGTH60_HIGHT8_ORIENTATION315_WINDOWSRATIO40%_SKYLIGHTRATIO20%_3Dview.png | WIDTH40_LENGTH60_HIGHT8_ORIENTATION315_WINDOWSRATIO40%_SKYLIGHTRATIO20%.json
30 | 60 | 12 | 180 | 30% | 40% | 5400 | 38 | 8 | 1.0667 | 0.26667 | 47.2971 | 0.85993 | 48.1571 | WIDTH50_LENGTH60_HIGHT8_ORIENTATION315_WINDOWSRATIO40%_SKYLIGHTRATIO20%_3Dview.png | WIDTH50_LENGTH60_HIGHT8_ORIENTATION315_WINDOWSRATIO40%_SKYLIGHTRATIO20%.json
60 | 30 | 12 | 225 | 30% | 40% | 5400 | 8 | 38 | 1.0667 | 0.26667 | 47.1949 | 0.89178 | 48.0867 | WIDTH60_LENGTH60_HIGHT8_ORIENTATION315_WINDOWSRATIO40%_SKYLIGHTRATIO20%_3Dview.png | WIDTH60_LENGTH60_HIGHT8_ORIENTATION315_WINDOWSRATIO40%_SKYLIGHTRATIO20%.json
40 | 40 | 12 | 225 | 30% | 40% | 4800 | 18 | 18 | 1.0667 | 0.26667 | 47.5995 | 0.85005 | 48.4496 | WIDTH30_LENGTH30_HIGHT12_ORIENTATION315_WINDOWSRATIO40%_SKYLIGHTRATIO20%_3Dview.png | WIDTH30_LENGTH30_HIGHT12_ORIENTATION315_WINDOWSRATIO40%_SKYLIGHTRATIO20%.json
30 | 60 | 12 | 225 | 30% | 40% | 5400 | 38 | 8 | 1.0667 | 0.26667 | 47.2181 | 0.87503 | 48.0931 | WIDTH40_LENGTH30_HIGHT12_ORIENTATION315_WINDOWSRATIO40%_SKYLIGHTRATIO20%_3Dview.png | WIDTH40_LENGTH30_HIGHT12_ORIENTATION315_WINDOWSRATIO40%_SKYLIGHTRATIO20%.json
60 | 30 | 12 | 270 | 30% | 40% | 5400 | 8 | 38 | 1.0667 | 0.26667 | 47.2997 | 0.85824 | 48.1579 | WIDTH50_LENGTH30_HIGHT12_ORIENTATION315_WINDOWSRATIO40%_SKYLIGHTRATIO20%_3Dview.png | WIDTH50_LENGTH30_HIGHT12_ORIENTATION315_WINDOWSRATIO40%_SKYLIGHTRATIO20%.json
40 | 40 | 12 | 270 | 30% | 40% | 4800 | 18 | 18 | 1.0667 | 0.26667 | 47.7174 | 0.7905 | 48.5079 | WIDTH60_LENGTH30_HIGHT12_ORIENTATION315_WINDOWSRATIO40%_SKYLIGHTRATIO20%_3Dview.png | WIDTH60_LENGTH30_HIGHT12_ORIENTATION315_WINDOWSRATIO40%_SKYLIGHTRATIO20%.json
30 | 60 | 12 | 270 | 30% | 40% | 5400 | 38 | 8 | 1.0667 | 0.26667 | 47.3862 | 0.77341 | 48.1596 | WIDTH30_LENGTH40_HIGHT12_ORIENTATION315_WINDOWSRATIO40%_SKYLIGHTRATIO20%_3Dview.png | WIDTH30_LENGTH40_HIGHT12_ORIENTATION315_WINDOWSRATIO40%_SKYLIGHTRATIO20%.json
60 | 30 | 12 | 315 | 30% | 40% | 5400 | 8 | 38 | 1.0667 | 0.26667 | 47.2052 | 0.88014 | 48.0854 | WIDTH40_LENGTH40_HIGHT12_ORIENTATION315_WINDOWSRATIO40%_SKYLIGHTRATIO20%_3Dview.png | WIDTH40_LENGTH40_HIGHT12_ORIENTATION315_WINDOWSRATIO40%_SKYLIGHTRATIO20%.json
40 | 40 | 12 | 315 | 30% | 40% | 4800 | 18 | 18 | 1.0667 | 0.26667 | 47.5988 | 0.85042 | 48.4492 | WIDTH50_LENGTH40_HIGHT12_ORIENTATION315_WINDOWSRATIO40%_SKYLIGHTRATIO20%_3Dview.png | WIDTH50_LENGTH40_HIGHT12_ORIENTATION315_WINDOWSRATIO40%_SKYLIGHTRATIO20%.json
30 | 60 | 12 | 315 | 30% | 40% | 5400 | 38 | 8 | 1.0667 | 0.26667 | 47.1969 | 0.89121 | 48.0881 | WIDTH60_LENGTH40_HIGHT12_ORIENTATION315_WINDOWSRATIO40%_SKYLIGHTRATIO20%_3Dview.png | WIDTH60_LENGTH40_HIGHT12_ORIENTATION315_WINDOWSRATIO40%_SKYLIGHTRATIO20%.json
60 | 30 | 12 | 0 | 40% | 40% | 5400 | 8 | 38 | 1.0667 | 0.26667 | 47.9346 | 0.63392 | 48.5686 | WIDTH30_LENGTH50_HIGHT12_ORIENTATION315_WINDOWSRATIO40%_SKYLIGHTRATIO20%_3Dview.png | WIDTH30_LENGTH50_HIGHT12_ORIENTATION315_WINDOWSRATIO40%_SKYLIGHTRATIO20%.json
40 | 40 | 12 | 0 | 40% | 40% | 4800 | 18 | 18 | 1.0667 | 0.26667 | 48.2098 | 0.65919 | 48.869 | WIDTH40_LENGTH50_HIGHT12_ORIENTATION315_WINDOWSRATIO40%_SKYLIGHTRATIO20%_3Dview.png | WIDTH40_LENGTH50_HIGHT12_ORIENTATION315_WINDOWSRATIO40%_SKYLIGHTRATIO20%.json
30 | 60 | 12 | 0 | 40% | 40% | 5400 | 38 | 8 | 1.0667 | 0.26667 | 47.786 | 0.72232 | 48.5084 | WIDTH50_LENGTH50_HIGHT12_ORIENTATION315_WINDOWSRATIO40%_SKYLIGHTRATIO20%_3Dview.png | WIDTH50_LENGTH50_HIGHT12_ORIENTATION315_WINDOWSRATIO40%_SKYLIGHTRATIO20%.json
60 | 30 | 12 | 45 | 40% | 40% | 5400 | 8 | 38 | 1.0667 | 0.26667 | 47.7249 | 0.74331 | 48.4682 | WIDTH60_LENGTH50_HIGHT12_ORIENTATION315_WINDOWSRATIO40%_SKYLIGHTRATIO20%_3Dview.png | WIDTH60_LENGTH50_HIGHT12_ORIENTATION315_WINDOWSRATIO40%_SKYLIGHTRATIO20%.json
40 | 40 | 12 | 45 | 40% | 40% | 4800 | 18 | 18 | 1.0667 | 0.26667 | 48.0719 | 0.72558 | 48.7975 | WIDTH30_LENGTH60_HIGHT12_ORIENTATION315_WINDOWSRATIO40%_SKYLIGHTRATIO20%_3Dview.png | WIDTH30_LENGTH60_HIGHT12_ORIENTATION315_WINDOWSRATIO40%_SKYLIGHTRATIO20%.json
30 | 60 | 12 | 45 | 40% | 40% | 5400 | 38 | 8 | 1.0667 | 0.26667 | 52.212 | 1.8691 | 54.0811 | WIDTH40_LENGTH60_HIGHT12_ORIENTATION315_WINDOWSRATIO40%_SKYLIGHTRATIO20%_3Dview.png | WIDTH40_LENGTH60_HIGHT12_ORIENTATION315_WINDOWSRATIO40%_SKYLIGHTRATIO20%.json
60 | 30 | 12 | 90 | 40% | 40% | 5400 | 8 | 38 | 1.0667 | 0.26667 | 47.7883 | 0.72071 | 48.5091 | WIDTH50_LENGTH60_HIGHT12_ORIENTATION315_WINDOWSRATIO40%_SKYLIGHTRATIO20%_3Dview.png | WIDTH50_LENGTH60_HIGHT12_ORIENTATION315_WINDOWSRATIO40%_SKYLIGHTRATIO20%.json
40 | 40 | 12 | 90 | 40% | 40% | 4800 | 18 | 18 | 1.0667 | 0.26667 | 48.2106 | 0.65841 | 48.869 | WIDTH60_LENGTH60_HIGHT12_ORIENTATION315_WINDOWSRATIO40%_SKYLIGHTRATIO20%_3Dview.png | WIDTH60_LENGTH60_HIGHT12_ORIENTATION315_WINDOWSRATIO40%_SKYLIGHTRATIO20%.json
30 | 60 | 12 | 90 | 40% | 40% | 5400 | 38 | 8 | 1.0667 | 0.26667 | 47.932 | 0.63518 | 48.5672 | WIDTH30_LENGTH30_HIGHT16_ORIENTATION315_WINDOWSRATIO40%_SKYLIGHTRATIO20%_3Dview.png | WIDTH30_LENGTH30_HIGHT16_ORIENTATION315_WINDOWSRATIO40%_SKYLIGHTRATIO20%.json
60 | 30 | 12 | 135 | 40% | 40% | 5400 | 8 | 38 | 1.0667 | 0.26667 | 47.7467 | 0.73624 | 48.4829 | WIDTH40_LENGTH30_HIGHT16_ORIENTATION315_WINDOWSRATIO40%_SKYLIGHTRATIO20%_3Dview.png | WIDTH40_LENGTH30_HIGHT16_ORIENTATION315_WINDOWSRATIO40%_SKYLIGHTRATIO20%.json
40 | 40 | 12 | 135 | 40% | 40% | 4800 | 18 | 18 | 1.0667 | 0.26667 | 48.0656 | 0.73099 | 48.7966 | WIDTH50_LENGTH30_HIGHT16_ORIENTATION315_WINDOWSRATIO40%_SKYLIGHTRATIO20%_3Dview.png | WIDTH50_LENGTH30_HIGHT16_ORIENTATION315_WINDOWSRATIO40%_SKYLIGHTRATIO20%.json
30 | 60 | 12 | 135 | 40% | 40% | 5400 | 38 | 8 | 1.0667 | 0.26667 | 52.2422 | 1.8703 | 54.1125 | WIDTH60_LENGTH30_HIGHT16_ORIENTATION315_WINDOWSRATIO40%_SKYLIGHTRATIO20%_3Dview.png | WIDTH60_LENGTH30_HIGHT16_ORIENTATION315_WINDOWSRATIO40%_SKYLIGHTRATIO20%.json
60 | 30 | 12 | 180 | 40% | 40% | 5400 | 8 | 38 | 1.0667 | 0.26667 | 47.9346 | 0.63392 | 48.5686 | WIDTH30_LENGTH40_HIGHT16_ORIENTATION315_WINDOWSRATIO40%_SKYLIGHTRATIO20%_3Dview.png | WIDTH30_LENGTH40_HIGHT16_ORIENTATION315_WINDOWSRATIO40%_SKYLIGHTRATIO20%.json
40 | 40 | 12 | 180 | 40% | 40% | 4800 | 18 | 18 | 1.0667 | 0.26667 | 48.2098 | 0.65919 | 48.869 | WIDTH40_LENGTH40_HIGHT16_ORIENTATION315_WINDOWSRATIO40%_SKYLIGHTRATIO20%_3Dview.png | WIDTH40_LENGTH40_HIGHT16_ORIENTATION315_WINDOWSRATIO40%_SKYLIGHTRATIO20%.json
30 | 60 | 12 | 180 | 40% | 40% | 5400 | 38 | 8 | 1.0667 | 0.26667 | 47.786 | 0.72232 | 48.5084 | WIDTH50_LENGTH40_HIGHT16_ORIENTATION315_WINDOWSRATIO40%_SKYLIGHTRATIO20%_3Dview.png | WIDTH50_LENGTH40_HIGHT16_ORIENTATION315_WINDOWSRATIO40%_SKYLIGHTRATIO20%.json
60 | 30 | 12 | 225 | 40% | 40% | 5400 | 8 | 38 | 1.0667 | 0.26667 | 47.7036 | 0.75199 | 48.4556 | WIDTH60_LENGTH40_HIGHT16_ORIENTATION315_WINDOWSRATIO40%_SKYLIGHTRATIO20%_3Dview.png | WIDTH60_LENGTH40_HIGHT16_ORIENTATION315_WINDOWSRATIO40%_SKYLIGHTRATIO20%.json
40 | 40 | 12 | 225 | 40% | 40% | 4800 | 18 | 18 | 1.0667 | 0.26667 | 48.0908 | 0.71673 | 48.8076 | WIDTH30_LENGTH50_HIGHT16_ORIENTATION315_WINDOWSRATIO40%_SKYLIGHTRATIO20%_3Dview.png | WIDTH30_LENGTH50_HIGHT16_ORIENTATION315_WINDOWSRATIO40%_SKYLIGHTRATIO20%.json
30 | 60 | 12 | 225 | 40% | 40% | 5400 | 38 | 8 | 1.0667 | 0.26667 | 47.7411 | 0.73885 | 48.4799 | WIDTH40_LENGTH50_HIGHT16_ORIENTATION315_WINDOWSRATIO40%_SKYLIGHTRATIO20%_3Dview.png | WIDTH40_LENGTH50_HIGHT16_ORIENTATION315_WINDOWSRATIO40%_SKYLIGHTRATIO20%.json
60 | 30 | 12 | 270 | 40% | 40% | 5400 | 8 | 38 | 1.0667 | 0.26667 | 47.7883 | 0.72071 | 48.5091 | WIDTH50_LENGTH50_HIGHT16_ORIENTATION315_WINDOWSRATIO40%_SKYLIGHTRATIO20%_3Dview.png | WIDTH50_LENGTH50_HIGHT16_ORIENTATION315_WINDOWSRATIO40%_SKYLIGHTRATIO20%.json
40 | 40 | 12 | 270 | 40% | 40% | 4800 | 18 | 18 | 1.0667 | 0.26667 | 48.2106 | 0.65841 | 48.869 | WIDTH60_LENGTH50_HIGHT16_ORIENTATION315_WINDOWSRATIO40%_SKYLIGHTRATIO20%_3Dview.png | WIDTH60_LENGTH50_HIGHT16_ORIENTATION315_WINDOWSRATIO40%_SKYLIGHTRATIO20%.json
30 | 60 | 12 | 270 | 40% | 40% | 5400 | 38 | 8 | 1.0667 | 0.26667 | 47.932 | 0.63518 | 48.5672 | WIDTH30_LENGTH60_HIGHT16_ORIENTATION315_WINDOWSRATIO40%_SKYLIGHTRATIO20%_3Dview.png | WIDTH30_LENGTH60_HIGHT16_ORIENTATION315_WINDOWSRATIO40%_SKYLIGHTRATIO20%.json
60 | 30 | 12 | 315 | 40% | 40% | 5400 | 8 | 38 | 1.0667 | 0.26667 | 47.7309 | 0.7434 | 48.4743 | WIDTH40_LENGTH60_HIGHT16_ORIENTATION315_WINDOWSRATIO40%_SKYLIGHTRATIO20%_3Dview.png | WIDTH40_LENGTH60_HIGHT16_ORIENTATION315_WINDOWSRATIO40%_SKYLIGHTRATIO20%.json
40 | 40 | 12 | 315 | 40% | 40% | 4800 | 18 | 18 | 1.0667 | 0.26667 | 48.0901 | 0.71721 | 48.8073 | WIDTH50_LENGTH60_HIGHT16_ORIENTATION315_WINDOWSRATIO40%_SKYLIGHTRATIO20%_3Dview.png | WIDTH50_LENGTH60_HIGHT16_ORIENTATION315_WINDOWSRATIO40%_SKYLIGHTRATIO20%.json
30 | 60 | 12 | 315 | 40% | 40% | 5400 | 38 | 8 | 1.0667 | 0.26667 | 47.705 | 0.75147 | 48.4565 | WIDTH60_LENGTH60_HIGHT16_ORIENTATION315_WINDOWSRATIO40%_SKYLIGHTRATIO20%_3Dview.png | WIDTH60_LENGTH60_HIGHT16_ORIENTATION315_WINDOWSRATIO40%_SKYLIGHTRATIO20%.json
30 | 30 | 16 | 0 | 10% | 10% | 3600 | 8 | 8 | 1.0333 | 0.25833 | 44.2549 | 1.3314 | 45.5863 | WIDTH30_LENGTH30_HIGHT8_ORIENTATION0_WINDOWSRATIO10%_SKYLIGHTRATIO30%_3Dview.png | WIDTH30_LENGTH30_HIGHT8_ORIENTATION0_WINDOWSRATIO10%_SKYLIGHTRATIO30%.json
30 | 30 | 16 | 45 | 10% | 10% | 3600 | 8 | 8 | 1.0333 | 0.25833 | 44.128 | 1.3972 | 45.5252 | WIDTH40_LENGTH30_HIGHT8_ORIENTATION0_WINDOWSRATIO10%_SKYLIGHTRATIO30%_3Dview.png | WIDTH40_LENGTH30_HIGHT8_ORIENTATION0_WINDOWSRATIO10%_SKYLIGHTRATIO30%.json
30 | 30 | 16 | 90 | 10% | 10% | 3600 | 8 | 8 | 1.0333 | 0.25833 | 44.2549 | 1.3314 | 45.5863 | WIDTH50_LENGTH30_HIGHT8_ORIENTATION0_WINDOWSRATIO10%_SKYLIGHTRATIO30%_3Dview.png | WIDTH50_LENGTH30_HIGHT8_ORIENTATION0_WINDOWSRATIO10%_SKYLIGHTRATIO30%.json
30 | 30 | 16 | 135 | 10% | 10% | 3600 | 8 | 8 | 1.0333 | 0.25833 | 44.1273 | 1.3974 | 45.5247 | WIDTH60_LENGTH30_HIGHT8_ORIENTATION0_WINDOWSRATIO10%_SKYLIGHTRATIO30%_3Dview.png | WIDTH60_LENGTH30_HIGHT8_ORIENTATION0_WINDOWSRATIO10%_SKYLIGHTRATIO30%.json
30 | 30 | 16 | 180 | 10% | 10% | 3600 | 8 | 8 | 1.0333 | 0.25833 | 44.2549 | 1.3314 | 45.5863 | WIDTH30_LENGTH40_HIGHT8_ORIENTATION0_WINDOWSRATIO10%_SKYLIGHTRATIO30%_3Dview.png | WIDTH30_LENGTH40_HIGHT8_ORIENTATION0_WINDOWSRATIO10%_SKYLIGHTRATIO30%.json
30 | 30 | 16 | 225 | 10% | 10% | 3600 | 8 | 8 | 1.0333 | 0.25833 | 44.1273 | 1.3974 | 45.5247 | WIDTH40_LENGTH40_HIGHT8_ORIENTATION0_WINDOWSRATIO10%_SKYLIGHTRATIO30%_3Dview.png | WIDTH40_LENGTH40_HIGHT8_ORIENTATION0_WINDOWSRATIO10%_SKYLIGHTRATIO30%.json
30 | 30 | 16 | 270 | 10% | 10% | 3600 | 8 | 8 | 1.0333 | 0.25833 | 44.2549 | 1.3314 | 45.5863 | WIDTH50_LENGTH40_HIGHT8_ORIENTATION0_WINDOWSRATIO10%_SKYLIGHTRATIO30%_3Dview.png | WIDTH50_LENGTH40_HIGHT8_ORIENTATION0_WINDOWSRATIO10%_SKYLIGHTRATIO30%.json
30 | 30 | 16 | 315 | 10% | 10% | 3600 | 8 | 8 | 1.0333 | 0.25833 | 44.128 | 1.3972 | 45.5252 | WIDTH60_LENGTH40_HIGHT8_ORIENTATION0_WINDOWSRATIO10%_SKYLIGHTRATIO30%_3Dview.png | WIDTH60_LENGTH40_HIGHT8_ORIENTATION0_WINDOWSRATIO10%_SKYLIGHTRATIO30%.json
30 | 30 | 16 | 0 | 20% | 10% | 3600 | 8 | 8 | 1.0333 | 0.25833 | 45.4461 | 1.0491 | 46.4952 | WIDTH30_LENGTH50_HIGHT8_ORIENTATION0_WINDOWSRATIO10%_SKYLIGHTRATIO30%_3Dview.png | WIDTH30_LENGTH50_HIGHT8_ORIENTATION0_WINDOWSRATIO10%_SKYLIGHTRATIO30%.json
30 | 30 | 16 | 45 | 20% | 10% | 3600 | 8 | 8 | 1.0333 | 0.25833 | 45.2999 | 1.1212 | 46.4211 | WIDTH40_LENGTH50_HIGHT8_ORIENTATION0_WINDOWSRATIO10%_SKYLIGHTRATIO30%_3Dview.png | WIDTH40_LENGTH50_HIGHT8_ORIENTATION0_WINDOWSRATIO10%_SKYLIGHTRATIO30%.json
30 | 30 | 16 | 90 | 20% | 10% | 3600 | 8 | 8 | 1.0333 | 0.25833 | 45.4461 | 1.0491 | 46.4952 | WIDTH50_LENGTH50_HIGHT8_ORIENTATION0_WINDOWSRATIO10%_SKYLIGHTRATIO30%_3Dview.png | WIDTH50_LENGTH50_HIGHT8_ORIENTATION0_WINDOWSRATIO10%_SKYLIGHTRATIO30%.json
30 | 30 | 16 | 135 | 20% | 10% | 3600 | 8 | 8 | 1.0333 | 0.25833 | 45.2997 | 1.1214 | 46.4211 | WIDTH60_LENGTH50_HIGHT8_ORIENTATION0_WINDOWSRATIO10%_SKYLIGHTRATIO30%_3Dview.png | WIDTH60_LENGTH50_HIGHT8_ORIENTATION0_WINDOWSRATIO10%_SKYLIGHTRATIO30%.json
30 | 30 | 16 | 180 | 20% | 10% | 3600 | 8 | 8 | 1.0333 | 0.25833 | 45.4461 | 1.0491 | 46.4952 | WIDTH30_LENGTH60_HIGHT8_ORIENTATION0_WINDOWSRATIO10%_SKYLIGHTRATIO30%_3Dview.png | WIDTH30_LENGTH60_HIGHT8_ORIENTATION0_WINDOWSRATIO10%_SKYLIGHTRATIO30%.json
30 | 30 | 16 | 225 | 20% | 10% | 3600 | 8 | 8 | 1.0333 | 0.25833 | 45.2997 | 1.1214 | 46.4211 | WIDTH40_LENGTH60_HIGHT8_ORIENTATION0_WINDOWSRATIO10%_SKYLIGHTRATIO30%_3Dview.png | WIDTH40_LENGTH60_HIGHT8_ORIENTATION0_WINDOWSRATIO10%_SKYLIGHTRATIO30%.json
30 | 30 | 16 | 270 | 20% | 10% | 3600 | 8 | 8 | 1.0333 | 0.25833 | 45.4461 | 1.0491 | 46.4952 | WIDTH50_LENGTH60_HIGHT8_ORIENTATION0_WINDOWSRATIO10%_SKYLIGHTRATIO30%_3Dview.png | WIDTH50_LENGTH60_HIGHT8_ORIENTATION0_WINDOWSRATIO10%_SKYLIGHTRATIO30%.json
30 | 30 | 16 | 315 | 20% | 10% | 3600 | 8 | 8 | 1.0333 | 0.25833 | 45.2999 | 1.1212 | 46.4211 | WIDTH60_LENGTH60_HIGHT8_ORIENTATION0_WINDOWSRATIO10%_SKYLIGHTRATIO30%_3Dview.png | WIDTH60_LENGTH60_HIGHT8_ORIENTATION0_WINDOWSRATIO10%_SKYLIGHTRATIO30%.json
30 | 30 | 16 | 0 | 30% | 10% | 3600 | 8 | 8 | 1.0333 | 0.25833 | 46.2973 | 0.83056 | 47.1279 | WIDTH30_LENGTH30_HIGHT12_ORIENTATION0_WINDOWSRATIO10%_SKYLIGHTRATIO30%_3Dview.png | WIDTH30_LENGTH30_HIGHT12_ORIENTATION0_WINDOWSRATIO10%_SKYLIGHTRATIO30%.json
30 | 30 | 16 | 45 | 30% | 10% | 3600 | 8 | 8 | 1.0333 | 0.25833 | 46.1481 | 0.90652 | 47.0546 | WIDTH40_LENGTH30_HIGHT12_ORIENTATION0_WINDOWSRATIO10%_SKYLIGHTRATIO30%_3Dview.png | WIDTH40_LENGTH30_HIGHT12_ORIENTATION0_WINDOWSRATIO10%_SKYLIGHTRATIO30%.json
30 | 30 | 16 | 90 | 30% | 10% | 3600 | 8 | 8 | 1.0333 | 0.25833 | 46.2973 | 0.83056 | 47.1279 | WIDTH50_LENGTH30_HIGHT12_ORIENTATION0_WINDOWSRATIO10%_SKYLIGHTRATIO30%_3Dview.png | WIDTH50_LENGTH30_HIGHT12_ORIENTATION0_WINDOWSRATIO10%_SKYLIGHTRATIO30%.json
30 | 30 | 16 | 135 | 30% | 10% | 3600 | 8 | 8 | 1.0333 | 0.25833 | 46.1484 | 0.90665 | 47.055 | WIDTH60_LENGTH30_HIGHT12_ORIENTATION0_WINDOWSRATIO10%_SKYLIGHTRATIO30%_3Dview.png | WIDTH60_LENGTH30_HIGHT12_ORIENTATION0_WINDOWSRATIO10%_SKYLIGHTRATIO30%.json
30 | 30 | 16 | 180 | 30% | 10% | 3600 | 8 | 8 | 1.0333 | 0.25833 | 46.2973 | 0.83056 | 47.1279 | WIDTH30_LENGTH40_HIGHT12_ORIENTATION0_WINDOWSRATIO10%_SKYLIGHTRATIO30%_3Dview.png | WIDTH30_LENGTH40_HIGHT12_ORIENTATION0_WINDOWSRATIO10%_SKYLIGHTRATIO30%.json
30 | 30 | 16 | 225 | 30% | 10% | 3600 | 8 | 8 | 1.0333 | 0.25833 | 46.1484 | 0.90665 | 47.055 | WIDTH40_LENGTH40_HIGHT12_ORIENTATION0_WINDOWSRATIO10%_SKYLIGHTRATIO30%_3Dview.png | WIDTH40_LENGTH40_HIGHT12_ORIENTATION0_WINDOWSRATIO10%_SKYLIGHTRATIO30%.json
30 | 30 | 16 | 270 | 30% | 10% | 3600 | 8 | 8 | 1.0333 | 0.25833 | 46.2973 | 0.83056 | 47.1279 | WIDTH50_LENGTH40_HIGHT12_ORIENTATION0_WINDOWSRATIO10%_SKYLIGHTRATIO30%_3Dview.png | WIDTH50_LENGTH40_HIGHT12_ORIENTATION0_WINDOWSRATIO10%_SKYLIGHTRATIO30%.json
30 | 30 | 16 | 315 | 30% | 10% | 3600 | 8 | 8 | 1.0333 | 0.25833 | 46.1481 | 0.90652 | 47.0546 | WIDTH60_LENGTH40_HIGHT12_ORIENTATION0_WINDOWSRATIO10%_SKYLIGHTRATIO30%_3Dview.png | WIDTH60_LENGTH40_HIGHT12_ORIENTATION0_WINDOWSRATIO10%_SKYLIGHTRATIO30%.json
30 | 30 | 16 | 0 | 40% | 10% | 3600 | 8 | 8 | 1.0333 | 0.25833 | 46.8925 | 0.66684 | 47.5593 | WIDTH30_LENGTH50_HIGHT12_ORIENTATION0_WINDOWSRATIO10%_SKYLIGHTRATIO30%_3Dview.png | WIDTH30_LENGTH50_HIGHT12_ORIENTATION0_WINDOWSRATIO10%_SKYLIGHTRATIO30%.json
30 | 30 | 16 | 45 | 40% | 10% | 3600 | 8 | 8 | 1.0333 | 0.25833 | 46.755 | 0.73947 | 47.4945 | WIDTH40_LENGTH50_HIGHT12_ORIENTATION0_WINDOWSRATIO10%_SKYLIGHTRATIO30%_3Dview.png | WIDTH40_LENGTH50_HIGHT12_ORIENTATION0_WINDOWSRATIO10%_SKYLIGHTRATIO30%.json
30 | 30 | 16 | 90 | 40% | 10% | 3600 | 8 | 8 | 1.0333 | 0.25833 | 46.8925 | 0.66684 | 47.5593 | WIDTH50_LENGTH50_HIGHT12_ORIENTATION0_WINDOWSRATIO10%_SKYLIGHTRATIO30%_3Dview.png | WIDTH50_LENGTH50_HIGHT12_ORIENTATION0_WINDOWSRATIO10%_SKYLIGHTRATIO30%.json
30 | 30 | 16 | 135 | 40% | 10% | 3600 | 8 | 8 | 1.0333 | 0.25833 | 46.7551 | 0.73957 | 47.4946 | WIDTH60_LENGTH50_HIGHT12_ORIENTATION0_WINDOWSRATIO10%_SKYLIGHTRATIO30%_3Dview.png | WIDTH60_LENGTH50_HIGHT12_ORIENTATION0_WINDOWSRATIO10%_SKYLIGHTRATIO30%.json
30 | 30 | 16 | 180 | 40% | 10% | 3600 | 8 | 8 | 1.0333 | 0.25833 | 46.8925 | 0.66684 | 47.5593 | WIDTH30_LENGTH60_HIGHT12_ORIENTATION0_WINDOWSRATIO10%_SKYLIGHTRATIO30%_3Dview.png | WIDTH30_LENGTH60_HIGHT12_ORIENTATION0_WINDOWSRATIO10%_SKYLIGHTRATIO30%.json
30 | 30 | 16 | 225 | 40% | 10% | 3600 | 8 | 8 | 1.0333 | 0.25833 | 46.7551 | 0.73957 | 47.4946 | WIDTH40_LENGTH60_HIGHT12_ORIENTATION0_WINDOWSRATIO10%_SKYLIGHTRATIO30%_3Dview.png | WIDTH40_LENGTH60_HIGHT12_ORIENTATION0_WINDOWSRATIO10%_SKYLIGHTRATIO30%.json
30 | 30 | 16 | 270 | 40% | 10% | 3600 | 8 | 8 | 1.0333 | 0.25833 | 46.8925 | 0.66684 | 47.5593 | WIDTH50_LENGTH60_HIGHT12_ORIENTATION0_WINDOWSRATIO10%_SKYLIGHTRATIO30%_3Dview.png | WIDTH50_LENGTH60_HIGHT12_ORIENTATION0_WINDOWSRATIO10%_SKYLIGHTRATIO30%.json
30 | 30 | 16 | 315 | 40% | 10% | 3600 | 8 | 8 | 1.0333 | 0.25833 | 46.755 | 0.73947 | 47.4945 | WIDTH60_LENGTH60_HIGHT12_ORIENTATION0_WINDOWSRATIO10%_SKYLIGHTRATIO30%_3Dview.png | WIDTH60_LENGTH60_HIGHT12_ORIENTATION0_WINDOWSRATIO10%_SKYLIGHTRATIO30%.json
30 | 30 | 16 | 0 | 10% | 20% | 3600 | 8 | 8 | 1.0333 | 0.25833 | 44.338 | 1.3127 | 45.6507 | WIDTH30_LENGTH30_HIGHT16_ORIENTATION0_WINDOWSRATIO10%_SKYLIGHTRATIO30%_3Dview.png | WIDTH30_LENGTH30_HIGHT16_ORIENTATION0_WINDOWSRATIO10%_SKYLIGHTRATIO30%.json
30 | 30 | 16 | 45 | 10% | 20% | 3600 | 8 | 8 | 1.0333 | 0.25833 | 44.208 | 1.3792 | 45.5872 | WIDTH40_LENGTH30_HIGHT16_ORIENTATION0_WINDOWSRATIO10%_SKYLIGHTRATIO30%_3Dview.png | WIDTH40_LENGTH30_HIGHT16_ORIENTATION0_WINDOWSRATIO10%_SKYLIGHTRATIO30%.json
30 | 30 | 16 | 90 | 10% | 20% | 3600 | 8 | 8 | 1.0333 | 0.25833 | 44.338 | 1.3127 | 45.6507 | WIDTH50_LENGTH30_HIGHT16_ORIENTATION0_WINDOWSRATIO10%_SKYLIGHTRATIO30%_3Dview.png | WIDTH50_LENGTH30_HIGHT16_ORIENTATION0_WINDOWSRATIO10%_SKYLIGHTRATIO30%.json
30 | 30 | 16 | 135 | 10% | 20% | 3600 | 8 | 8 | 1.0333 | 0.25833 | 44.2106 | 1.3784 | 45.589 | WIDTH60_LENGTH30_HIGHT16_ORIENTATION0_WINDOWSRATIO10%_SKYLIGHTRATIO30%_3Dview.png | WIDTH60_LENGTH30_HIGHT16_ORIENTATION0_WINDOWSRATIO10%_SKYLIGHTRATIO30%.json
30 | 30 | 16 | 180 | 10% | 20% | 3600 | 8 | 8 | 1.0333 | 0.25833 | 44.338 | 1.3127 | 45.6507 | WIDTH30_LENGTH40_HIGHT16_ORIENTATION0_WINDOWSRATIO10%_SKYLIGHTRATIO30%_3Dview.png | WIDTH30_LENGTH40_HIGHT16_ORIENTATION0_WINDOWSRATIO10%_SKYLIGHTRATIO30%.json
30 | 30 | 16 | 225 | 10% | 20% | 3600 | 8 | 8 | 1.0333 | 0.25833 | 44.208 | 1.3792 | 45.5872 | WIDTH40_LENGTH40_HIGHT16_ORIENTATION0_WINDOWSRATIO10%_SKYLIGHTRATIO30%_3Dview.png | WIDTH40_LENGTH40_HIGHT16_ORIENTATION0_WINDOWSRATIO10%_SKYLIGHTRATIO30%.json
30 | 30 | 16 | 270 | 10% | 20% | 3600 | 8 | 8 | 1.0333 | 0.25833 | 44.338 | 1.3127 | 45.6507 | WIDTH50_LENGTH40_HIGHT16_ORIENTATION0_WINDOWSRATIO10%_SKYLIGHTRATIO30%_3Dview.png | WIDTH50_LENGTH40_HIGHT16_ORIENTATION0_WINDOWSRATIO10%_SKYLIGHTRATIO30%.json
30 | 30 | 16 | 315 | 10% | 20% | 3600 | 8 | 8 | 1.0333 | 0.25833 | 44.2106 | 1.3784 | 45.589 | WIDTH60_LENGTH40_HIGHT16_ORIENTATION0_WINDOWSRATIO10%_SKYLIGHTRATIO30%_3Dview.png | WIDTH60_LENGTH40_HIGHT16_ORIENTATION0_WINDOWSRATIO10%_SKYLIGHTRATIO30%.json
30 | 30 | 16 | 0 | 20% | 20% | 3600 | 8 | 8 | 1.0333 | 0.25833 | 45.5073 | 1.0339 | 46.5413 | WIDTH30_LENGTH50_HIGHT16_ORIENTATION0_WINDOWSRATIO10%_SKYLIGHTRATIO30%_3Dview.png | WIDTH30_LENGTH50_HIGHT16_ORIENTATION0_WINDOWSRATIO10%_SKYLIGHTRATIO30%.json
30 | 30 | 16 | 45 | 20% | 20% | 3600 | 8 | 8 | 1.0333 | 0.25833 | 45.363 | 1.1054 | 46.4684 | WIDTH40_LENGTH50_HIGHT16_ORIENTATION0_WINDOWSRATIO10%_SKYLIGHTRATIO30%_3Dview.png | WIDTH40_LENGTH50_HIGHT16_ORIENTATION0_WINDOWSRATIO10%_SKYLIGHTRATIO30%.json
30 | 30 | 16 | 90 | 20% | 20% | 3600 | 8 | 8 | 1.0333 | 0.25833 | 45.5073 | 1.0339 | 46.5413 | WIDTH50_LENGTH50_HIGHT16_ORIENTATION0_WINDOWSRATIO10%_SKYLIGHTRATIO30%_3Dview.png | WIDTH50_LENGTH50_HIGHT16_ORIENTATION0_WINDOWSRATIO10%_SKYLIGHTRATIO30%.json
30 | 30 | 16 | 135 | 20% | 20% | 3600 | 8 | 8 | 1.0333 | 0.25833 | 45.3643 | 1.1048 | 46.4691 | WIDTH60_LENGTH50_HIGHT16_ORIENTATION0_WINDOWSRATIO10%_SKYLIGHTRATIO30%_3Dview.png | WIDTH60_LENGTH50_HIGHT16_ORIENTATION0_WINDOWSRATIO10%_SKYLIGHTRATIO30%.json
30 | 30 | 16 | 180 | 20% | 20% | 3600 | 8 | 8 | 1.0333 | 0.25833 | 45.5073 | 1.0339 | 46.5413 | WIDTH30_LENGTH60_HIGHT16_ORIENTATION0_WINDOWSRATIO10%_SKYLIGHTRATIO30%_3Dview.png | WIDTH30_LENGTH60_HIGHT16_ORIENTATION0_WINDOWSRATIO10%_SKYLIGHTRATIO30%.json
30 | 30 | 16 | 225 | 20% | 20% | 3600 | 8 | 8 | 1.0333 | 0.25833 | 45.363 | 1.1054 | 46.4684 | WIDTH40_LENGTH60_HIGHT16_ORIENTATION0_WINDOWSRATIO10%_SKYLIGHTRATIO30%_3Dview.png | WIDTH40_LENGTH60_HIGHT16_ORIENTATION0_WINDOWSRATIO10%_SKYLIGHTRATIO30%.json
30 | 30 | 16 | 270 | 20% | 20% | 3600 | 8 | 8 | 1.0333 | 0.25833 | 45.5073 | 1.0339 | 46.5413 | WIDTH50_LENGTH60_HIGHT16_ORIENTATION0_WINDOWSRATIO10%_SKYLIGHTRATIO30%_3Dview.png | WIDTH50_LENGTH60_HIGHT16_ORIENTATION0_WINDOWSRATIO10%_SKYLIGHTRATIO30%.json
30 | 30 | 16 | 315 | 20% | 20% | 3600 | 8 | 8 | 1.0333 | 0.25833 | 45.3643 | 1.1048 | 46.4691 | WIDTH60_LENGTH60_HIGHT16_ORIENTATION0_WINDOWSRATIO10%_SKYLIGHTRATIO30%_3Dview.png | WIDTH60_LENGTH60_HIGHT16_ORIENTATION0_WINDOWSRATIO10%_SKYLIGHTRATIO30%.json
30 | 30 | 16 | 0 | 30% | 20% | 3600 | 8 | 8 | 1.0333 | 0.25833 | 46.3462 | 0.81705 | 47.1633 | WIDTH30_LENGTH30_HIGHT8_ORIENTATION45_WINDOWSRATIO10%_SKYLIGHTRATIO30%_3Dview.png | WIDTH30_LENGTH30_HIGHT8_ORIENTATION45_WINDOWSRATIO10%_SKYLIGHTRATIO30%.json
30 | 30 | 16 | 45 | 30% | 20% | 3600 | 8 | 8 | 1.0333 | 0.25833 | 46.1971 | 0.89281 | 47.0899 | WIDTH40_LENGTH30_HIGHT8_ORIENTATION45_WINDOWSRATIO10%_SKYLIGHTRATIO30%_3Dview.png | WIDTH40_LENGTH30_HIGHT8_ORIENTATION45_WINDOWSRATIO10%_SKYLIGHTRATIO30%.json
30 | 30 | 16 | 90 | 30% | 20% | 3600 | 8 | 8 | 1.0333 | 0.25833 | 46.3462 | 0.81705 | 47.1633 | WIDTH50_LENGTH30_HIGHT8_ORIENTATION45_WINDOWSRATIO10%_SKYLIGHTRATIO30%_3Dview.png | WIDTH50_LENGTH30_HIGHT8_ORIENTATION45_WINDOWSRATIO10%_SKYLIGHTRATIO30%.json
30 | 30 | 16 | 135 | 30% | 20% | 3600 | 8 | 8 | 1.0333 | 0.25833 | 46.1983 | 0.89237 | 47.0907 | WIDTH60_LENGTH30_HIGHT8_ORIENTATION45_WINDOWSRATIO10%_SKYLIGHTRATIO30%_3Dview.png | WIDTH60_LENGTH30_HIGHT8_ORIENTATION45_WINDOWSRATIO10%_SKYLIGHTRATIO30%.json
30 | 30 | 16 | 180 | 30% | 20% | 3600 | 8 | 8 | 1.0333 | 0.25833 | 46.3462 | 0.81705 | 47.1633 | WIDTH30_LENGTH40_HIGHT8_ORIENTATION45_WINDOWSRATIO10%_SKYLIGHTRATIO30%_3Dview.png | WIDTH30_LENGTH40_HIGHT8_ORIENTATION45_WINDOWSRATIO10%_SKYLIGHTRATIO30%.json
30 | 30 | 16 | 225 | 30% | 20% | 3600 | 8 | 8 | 1.0333 | 0.25833 | 46.1971 | 0.89281 | 47.0899 | WIDTH40_LENGTH40_HIGHT8_ORIENTATION45_WINDOWSRATIO10%_SKYLIGHTRATIO30%_3Dview.png | WIDTH40_LENGTH40_HIGHT8_ORIENTATION45_WINDOWSRATIO10%_SKYLIGHTRATIO30%.json
30 | 30 | 16 | 270 | 30% | 20% | 3600 | 8 | 8 | 1.0333 | 0.25833 | 46.3462 | 0.81705 | 47.1633 | WIDTH50_LENGTH40_HIGHT8_ORIENTATION45_WINDOWSRATIO10%_SKYLIGHTRATIO30%_3Dview.png | WIDTH50_LENGTH40_HIGHT8_ORIENTATION45_WINDOWSRATIO10%_SKYLIGHTRATIO30%.json
30 | 30 | 16 | 315 | 30% | 20% | 3600 | 8 | 8 | 1.0333 | 0.25833 | 46.1983 | 0.89237 | 47.0907 | WIDTH60_LENGTH40_HIGHT8_ORIENTATION45_WINDOWSRATIO10%_SKYLIGHTRATIO30%_3Dview.png | WIDTH60_LENGTH40_HIGHT8_ORIENTATION45_WINDOWSRATIO10%_SKYLIGHTRATIO30%.json
30 | 30 | 16 | 0 | 40% | 20% | 3600 | 8 | 8 | 1.0333 | 0.25833 | 46.9308 | 0.65619 | 47.587 | WIDTH30_LENGTH50_HIGHT8_ORIENTATION45_WINDOWSRATIO10%_SKYLIGHTRATIO30%_3Dview.png | WIDTH30_LENGTH50_HIGHT8_ORIENTATION45_WINDOWSRATIO10%_SKYLIGHTRATIO30%.json
30 | 30 | 16 | 45 | 40% | 20% | 3600 | 8 | 8 | 1.0333 | 0.25833 | 46.7946 | 0.72732 | 47.5219 | WIDTH40_LENGTH50_HIGHT8_ORIENTATION45_WINDOWSRATIO10%_SKYLIGHTRATIO30%_3Dview.png | WIDTH40_LENGTH50_HIGHT8_ORIENTATION45_WINDOWSRATIO10%_SKYLIGHTRATIO30%.json
30 | 30 | 16 | 90 | 40% | 20% | 3600 | 8 | 8 | 1.0333 | 0.25833 | 46.9308 | 0.65619 | 47.587 | WIDTH50_LENGTH50_HIGHT8_ORIENTATION45_WINDOWSRATIO10%_SKYLIGHTRATIO30%_3Dview.png | WIDTH50_LENGTH50_HIGHT8_ORIENTATION45_WINDOWSRATIO10%_SKYLIGHTRATIO30%.json
30 | 30 | 16 | 135 | 40% | 20% | 3600 | 8 | 8 | 1.0333 | 0.25833 | 46.7956 | 0.727 | 47.5226 | WIDTH60_LENGTH50_HIGHT8_ORIENTATION45_WINDOWSRATIO10%_SKYLIGHTRATIO30%_3Dview.png | WIDTH60_LENGTH50_HIGHT8_ORIENTATION45_WINDOWSRATIO10%_SKYLIGHTRATIO30%.json
30 | 30 | 16 | 180 | 40% | 20% | 3600 | 8 | 8 | 1.0333 | 0.25833 | 46.9308 | 0.65619 | 47.587 | WIDTH30_LENGTH60_HIGHT8_ORIENTATION45_WINDOWSRATIO10%_SKYLIGHTRATIO30%_3Dview.png | WIDTH30_LENGTH60_HIGHT8_ORIENTATION45_WINDOWSRATIO10%_SKYLIGHTRATIO30%.json
30 | 30 | 16 | 225 | 40% | 20% | 3600 | 8 | 8 | 1.0333 | 0.25833 | 46.7946 | 0.72732 | 47.5219 | WIDTH40_LENGTH60_HIGHT8_ORIENTATION45_WINDOWSRATIO10%_SKYLIGHTRATIO30%_3Dview.png | WIDTH40_LENGTH60_HIGHT8_ORIENTATION45_WINDOWSRATIO10%_SKYLIGHTRATIO30%.json
30 | 30 | 16 | 270 | 40% | 20% | 3600 | 8 | 8 | 1.0333 | 0.25833 | 46.9308 | 0.65619 | 47.587 | WIDTH50_LENGTH60_HIGHT8_ORIENTATION45_WINDOWSRATIO10%_SKYLIGHTRATIO30%_3Dview.png | WIDTH50_LENGTH60_HIGHT8_ORIENTATION45_WINDOWSRATIO10%_SKYLIGHTRATIO30%.json
30 | 30 | 16 | 315 | 40% | 20% | 3600 | 8 | 8 | 1.0333 | 0.25833 | 46.7956 | 0.727 | 47.5226 | WIDTH60_LENGTH60_HIGHT8_ORIENTATION45_WINDOWSRATIO10%_SKYLIGHTRATIO30%_3Dview.png | WIDTH60_LENGTH60_HIGHT8_ORIENTATION45_WINDOWSRATIO10%_SKYLIGHTRATIO30%.json
30 | 30 | 16 | 0 | 10% | 30% | 3600 | 8 | 8 | 1.0333 | 0.25833 | 44.4075 | 1.2956 | 45.7031 | WIDTH30_LENGTH30_HIGHT12_ORIENTATION45_WINDOWSRATIO10%_SKYLIGHTRATIO30%_3Dview.png | WIDTH30_LENGTH30_HIGHT12_ORIENTATION45_WINDOWSRATIO10%_SKYLIGHTRATIO30%.json
30 | 30 | 16 | 45 | 10% | 30% | 3600 | 8 | 8 | 1.0333 | 0.25833 | 44.2742 | 1.3624 | 45.6366 | WIDTH40_LENGTH30_HIGHT12_ORIENTATION45_WINDOWSRATIO10%_SKYLIGHTRATIO30%_3Dview.png | WIDTH40_LENGTH30_HIGHT12_ORIENTATION45_WINDOWSRATIO10%_SKYLIGHTRATIO30%.json
30 | 30 | 16 | 90 | 10% | 30% | 3600 | 8 | 8 | 1.0333 | 0.25833 | 44.4075 | 1.2956 | 45.7031 | WIDTH50_LENGTH30_HIGHT12_ORIENTATION45_WINDOWSRATIO10%_SKYLIGHTRATIO30%_3Dview.png | WIDTH50_LENGTH30_HIGHT12_ORIENTATION45_WINDOWSRATIO10%_SKYLIGHTRATIO30%.json
30 | 30 | 16 | 135 | 10% | 30% | 3600 | 8 | 8 | 1.0333 | 0.25833 | 44.2796 | 1.3608 | 45.6404 | WIDTH60_LENGTH30_HIGHT12_ORIENTATION45_WINDOWSRATIO10%_SKYLIGHTRATIO30%_3Dview.png | WIDTH60_LENGTH30_HIGHT12_ORIENTATION45_WINDOWSRATIO10%_SKYLIGHTRATIO30%.json
30 | 30 | 16 | 180 | 10% | 30% | 3600 | 8 | 8 | 1.0333 | 0.25833 | 44.4075 | 1.2956 | 45.7031 | WIDTH30_LENGTH40_HIGHT12_ORIENTATION45_WINDOWSRATIO10%_SKYLIGHTRATIO30%_3Dview.png | WIDTH30_LENGTH40_HIGHT12_ORIENTATION45_WINDOWSRATIO10%_SKYLIGHTRATIO30%.json
30 | 30 | 16 | 225 | 10% | 30% | 3600 | 8 | 8 | 1.0333 | 0.25833 | 44.2796 | 1.3608 | 45.6404 | WIDTH40_LENGTH40_HIGHT12_ORIENTATION45_WINDOWSRATIO10%_SKYLIGHTRATIO30%_3Dview.png | WIDTH40_LENGTH40_HIGHT12_ORIENTATION45_WINDOWSRATIO10%_SKYLIGHTRATIO30%.json
30 | 30 | 16 | 270 | 10% | 30% | 3600 | 8 | 8 | 1.0333 | 0.25833 | 44.4075 | 1.2956 | 45.7031 | WIDTH50_LENGTH40_HIGHT12_ORIENTATION45_WINDOWSRATIO10%_SKYLIGHTRATIO30%_3Dview.png | WIDTH50_LENGTH40_HIGHT12_ORIENTATION45_WINDOWSRATIO10%_SKYLIGHTRATIO30%.json
30 | 30 | 16 | 315 | 10% | 30% | 3600 | 8 | 8 | 1.0333 | 0.25833 | 44.2796 | 1.3608 | 45.6404 | WIDTH60_LENGTH40_HIGHT12_ORIENTATION45_WINDOWSRATIO10%_SKYLIGHTRATIO30%_3Dview.png | WIDTH60_LENGTH40_HIGHT12_ORIENTATION45_WINDOWSRATIO10%_SKYLIGHTRATIO30%.json
30 | 30 | 16 | 0 | 20% | 30% | 3600 | 8 | 8 | 1.0333 | 0.25833 | 45.5585 | 1.0201 | 46.5786 | WIDTH30_LENGTH50_HIGHT12_ORIENTATION45_WINDOWSRATIO10%_SKYLIGHTRATIO30%_3Dview.png | WIDTH30_LENGTH50_HIGHT12_ORIENTATION45_WINDOWSRATIO10%_SKYLIGHTRATIO30%.json
30 | 30 | 16 | 45 | 20% | 30% | 3600 | 8 | 8 | 1.0333 | 0.25833 | 45.4125 | 1.0911 | 46.5037 | WIDTH40_LENGTH50_HIGHT12_ORIENTATION45_WINDOWSRATIO10%_SKYLIGHTRATIO30%_3Dview.png | WIDTH40_LENGTH50_HIGHT12_ORIENTATION45_WINDOWSRATIO10%_SKYLIGHTRATIO30%.json
30 | 30 | 16 | 90 | 20% | 30% | 3600 | 8 | 8 | 1.0333 | 0.25833 | 45.5585 | 1.0201 | 46.5786 | WIDTH50_LENGTH50_HIGHT12_ORIENTATION45_WINDOWSRATIO10%_SKYLIGHTRATIO30%_3Dview.png | WIDTH50_LENGTH50_HIGHT12_ORIENTATION45_WINDOWSRATIO10%_SKYLIGHTRATIO30%.json
30 | 30 | 16 | 135 | 20% | 30% | 3600 | 8 | 8 | 1.0333 | 0.25833 | 45.4176 | 1.0896 | 46.5072 | WIDTH60_LENGTH50_HIGHT12_ORIENTATION45_WINDOWSRATIO10%_SKYLIGHTRATIO30%_3Dview.png | WIDTH60_LENGTH50_HIGHT12_ORIENTATION45_WINDOWSRATIO10%_SKYLIGHTRATIO30%.json
30 | 30 | 16 | 180 | 20% | 30% | 3600 | 8 | 8 | 1.0333 | 0.25833 | 45.5585 | 1.0201 | 46.5786 | WIDTH30_LENGTH60_HIGHT12_ORIENTATION45_WINDOWSRATIO10%_SKYLIGHTRATIO30%_3Dview.png | WIDTH30_LENGTH60_HIGHT12_ORIENTATION45_WINDOWSRATIO10%_SKYLIGHTRATIO30%.json
30 | 30 | 16 | 225 | 20% | 30% | 3600 | 8 | 8 | 1.0333 | 0.25833 | 45.4176 | 1.0896 | 46.5072 | WIDTH40_LENGTH60_HIGHT12_ORIENTATION45_WINDOWSRATIO10%_SKYLIGHTRATIO30%_3Dview.png | WIDTH40_LENGTH60_HIGHT12_ORIENTATION45_WINDOWSRATIO10%_SKYLIGHTRATIO30%.json
30 | 30 | 16 | 270 | 20% | 30% | 3600 | 8 | 8 | 1.0333 | 0.25833 | 45.5585 | 1.0201 | 46.5786 | WIDTH50_LENGTH60_HIGHT12_ORIENTATION45_WINDOWSRATIO10%_SKYLIGHTRATIO30%_3Dview.png | WIDTH50_LENGTH60_HIGHT12_ORIENTATION45_WINDOWSRATIO10%_SKYLIGHTRATIO30%.json
30 | 30 | 16 | 315 | 20% | 30% | 3600 | 8 | 8 | 1.0333 | 0.25833 | 45.4176 | 1.0896 | 46.5072 | WIDTH60_LENGTH60_HIGHT12_ORIENTATION45_WINDOWSRATIO10%_SKYLIGHTRATIO30%_3Dview.png | WIDTH60_LENGTH60_HIGHT12_ORIENTATION45_WINDOWSRATIO10%_SKYLIGHTRATIO30%.json
30 | 30 | 16 | 0 | 30% | 30% | 3600 | 8 | 8 | 1.0333 | 0.25833 | 46.385 | 0.80363 | 47.1886 | WIDTH30_LENGTH30_HIGHT16_ORIENTATION45_WINDOWSRATIO10%_SKYLIGHTRATIO30%_3Dview.png | WIDTH30_LENGTH30_HIGHT16_ORIENTATION45_WINDOWSRATIO10%_SKYLIGHTRATIO30%.json
30 | 30 | 16 | 45 | 30% | 30% | 3600 | 8 | 8 | 1.0333 | 0.25833 | 46.2358 | 0.88009 | 47.1159 | WIDTH40_LENGTH30_HIGHT16_ORIENTATION45_WINDOWSRATIO10%_SKYLIGHTRATIO30%_3Dview.png | WIDTH40_LENGTH30_HIGHT16_ORIENTATION45_WINDOWSRATIO10%_SKYLIGHTRATIO30%.json
30 | 30 | 16 | 90 | 30% | 30% | 3600 | 8 | 8 | 1.0333 | 0.25833 | 46.385 | 0.80363 | 47.1886 | WIDTH50_LENGTH30_HIGHT16_ORIENTATION45_WINDOWSRATIO10%_SKYLIGHTRATIO30%_3Dview.png | WIDTH50_LENGTH30_HIGHT16_ORIENTATION45_WINDOWSRATIO10%_SKYLIGHTRATIO30%.json
30 | 30 | 16 | 135 | 30% | 30% | 3600 | 8 | 8 | 1.0333 | 0.25833 | 46.239 | 0.8789 | 47.1179 | WIDTH60_LENGTH30_HIGHT16_ORIENTATION45_WINDOWSRATIO10%_SKYLIGHTRATIO30%_3Dview.png | WIDTH60_LENGTH30_HIGHT16_ORIENTATION45_WINDOWSRATIO10%_SKYLIGHTRATIO30%.json
30 | 30 | 16 | 180 | 30% | 30% | 3600 | 8 | 8 | 1.0333 | 0.25833 | 46.385 | 0.80363 | 47.1886 | WIDTH30_LENGTH40_HIGHT16_ORIENTATION45_WINDOWSRATIO10%_SKYLIGHTRATIO30%_3Dview.png | WIDTH30_LENGTH40_HIGHT16_ORIENTATION45_WINDOWSRATIO10%_SKYLIGHTRATIO30%.json
30 | 30 | 16 | 225 | 30% | 30% | 3600 | 8 | 8 | 1.0333 | 0.25833 | 46.239 | 0.8789 | 47.1179 | WIDTH40_LENGTH40_HIGHT16_ORIENTATION45_WINDOWSRATIO10%_SKYLIGHTRATIO30%_3Dview.png | WIDTH40_LENGTH40_HIGHT16_ORIENTATION45_WINDOWSRATIO10%_SKYLIGHTRATIO30%.json
30 | 30 | 16 | 270 | 30% | 30% | 3600 | 8 | 8 | 1.0333 | 0.25833 | 46.385 | 0.80363 | 47.1886 | WIDTH50_LENGTH40_HIGHT16_ORIENTATION45_WINDOWSRATIO10%_SKYLIGHTRATIO30%_3Dview.png | WIDTH50_LENGTH40_HIGHT16_ORIENTATION45_WINDOWSRATIO10%_SKYLIGHTRATIO30%.json
30 | 30 | 16 | 315 | 30% | 30% | 3600 | 8 | 8 | 1.0333 | 0.25833 | 46.239 | 0.8789 | 47.1179 | WIDTH60_LENGTH40_HIGHT16_ORIENTATION45_WINDOWSRATIO10%_SKYLIGHTRATIO30%_3Dview.png | WIDTH60_LENGTH40_HIGHT16_ORIENTATION45_WINDOWSRATIO10%_SKYLIGHTRATIO30%.json
30 | 30 | 16 | 0 | 40% | 30% | 3600 | 8 | 8 | 1.0333 | 0.25833 | 46.9607 | 0.64622 | 47.6069 | WIDTH30_LENGTH50_HIGHT16_ORIENTATION45_WINDOWSRATIO10%_SKYLIGHTRATIO30%_3Dview.png | WIDTH30_LENGTH50_HIGHT16_ORIENTATION45_WINDOWSRATIO10%_SKYLIGHTRATIO30%.json
30 | 30 | 16 | 45 | 40% | 30% | 3600 | 8 | 8 | 1.0333 | 0.25833 | 46.8238 | 0.71729 | 47.5411 | WIDTH40_LENGTH50_HIGHT16_ORIENTATION45_WINDOWSRATIO10%_SKYLIGHTRATIO30%_3Dview.png | WIDTH40_LENGTH50_HIGHT16_ORIENTATION45_WINDOWSRATIO10%_SKYLIGHTRATIO30%.json
30 | 30 | 16 | 90 | 40% | 30% | 3600 | 8 | 8 | 1.0333 | 0.25833 | 46.9607 | 0.64622 | 47.6069 | WIDTH50_LENGTH50_HIGHT16_ORIENTATION45_WINDOWSRATIO10%_SKYLIGHTRATIO30%_3Dview.png | WIDTH50_LENGTH50_HIGHT16_ORIENTATION45_WINDOWSRATIO10%_SKYLIGHTRATIO30%.json
30 | 30 | 16 | 135 | 40% | 30% | 3600 | 8 | 8 | 1.0333 | 0.25833 | 46.8268 | 0.71627 | 47.5431 | WIDTH60_LENGTH50_HIGHT16_ORIENTATION45_WINDOWSRATIO10%_SKYLIGHTRATIO30%_3Dview.png | WIDTH60_LENGTH50_HIGHT16_ORIENTATION45_WINDOWSRATIO10%_SKYLIGHTRATIO30%.json
30 | 30 | 16 | 180 | 40% | 30% | 3600 | 8 | 8 | 1.0333 | 0.25833 | 46.9607 | 0.64622 | 47.6069 | WIDTH30_LENGTH60_HIGHT16_ORIENTATION45_WINDOWSRATIO10%_SKYLIGHTRATIO30%_3Dview.png | WIDTH30_LENGTH60_HIGHT16_ORIENTATION45_WINDOWSRATIO10%_SKYLIGHTRATIO30%.json
30 | 30 | 16 | 225 | 40% | 30% | 3600 | 8 | 8 | 1.0333 | 0.25833 | 46.8268 | 0.71627 | 47.5431 | WIDTH40_LENGTH60_HIGHT16_ORIENTATION45_WINDOWSRATIO10%_SKYLIGHTRATIO30%_3Dview.png | WIDTH40_LENGTH60_HIGHT16_ORIENTATION45_WINDOWSRATIO10%_SKYLIGHTRATIO30%.json
30 | 30 | 16 | 270 | 40% | 30% | 3600 | 8 | 8 | 1.0333 | 0.25833 | 46.9607 | 0.64622 | 47.6069 | WIDTH50_LENGTH60_HIGHT16_ORIENTATION45_WINDOWSRATIO10%_SKYLIGHTRATIO30%_3Dview.png | WIDTH50_LENGTH60_HIGHT16_ORIENTATION45_WINDOWSRATIO10%_SKYLIGHTRATIO30%.json
30 | 30 | 16 | 315 | 40% | 30% | 3600 | 8 | 8 | 1.0333 | 0.25833 | 46.8268 | 0.71627 | 47.5431 | WIDTH60_LENGTH60_HIGHT16_ORIENTATION45_WINDOWSRATIO10%_SKYLIGHTRATIO30%_3Dview.png | WIDTH60_LENGTH60_HIGHT16_ORIENTATION45_WINDOWSRATIO10%_SKYLIGHTRATIO30%.json
30 | 30 | 16 | 0 | 10% | 40% | 3600 | 8 | 8 | 1.0333 | 0.25833 | 44.8285 | 1.2813 | 46.1098 | WIDTH30_LENGTH30_HIGHT8_ORIENTATION90_WINDOWSRATIO10%_SKYLIGHTRATIO30%_3Dview.png | WIDTH30_LENGTH30_HIGHT8_ORIENTATION90_WINDOWSRATIO10%_SKYLIGHTRATIO30%.json
30 | 30 | 16 | 45 | 10% | 40% | 3600 | 8 | 8 | 1.0333 | 0.25833 | 44.6885 | 1.3506 | 46.0391 | WIDTH40_LENGTH30_HIGHT8_ORIENTATION90_WINDOWSRATIO10%_SKYLIGHTRATIO30%_3Dview.png | WIDTH40_LENGTH30_HIGHT8_ORIENTATION90_WINDOWSRATIO10%_SKYLIGHTRATIO30%.json
30 | 30 | 16 | 90 | 10% | 40% | 3600 | 8 | 8 | 1.0333 | 0.25833 | 44.8285 | 1.2813 | 46.1098 | WIDTH50_LENGTH30_HIGHT8_ORIENTATION90_WINDOWSRATIO10%_SKYLIGHTRATIO30%_3Dview.png | WIDTH50_LENGTH30_HIGHT8_ORIENTATION90_WINDOWSRATIO10%_SKYLIGHTRATIO30%.json
30 | 30 | 16 | 135 | 10% | 40% | 3600 | 8 | 8 | 1.0333 | 0.25833 | 44.6885 | 1.3506 | 46.0391 | WIDTH60_LENGTH30_HIGHT8_ORIENTATION90_WINDOWSRATIO10%_SKYLIGHTRATIO30%_3Dview.png | WIDTH60_LENGTH30_HIGHT8_ORIENTATION90_WINDOWSRATIO10%_SKYLIGHTRATIO30%.json
30 | 30 | 16 | 180 | 10% | 40% | 3600 | 8 | 8 | 1.0333 | 0.25833 | 44.8285 | 1.2813 | 46.1098 | WIDTH30_LENGTH40_HIGHT8_ORIENTATION90_WINDOWSRATIO10%_SKYLIGHTRATIO30%_3Dview.png | WIDTH30_LENGTH40_HIGHT8_ORIENTATION90_WINDOWSRATIO10%_SKYLIGHTRATIO30%.json
30 | 30 | 16 | 225 | 10% | 40% | 3600 | 8 | 8 | 1.0333 | 0.25833 | 44.7003 | 1.3473 | 46.0475 | WIDTH40_LENGTH40_HIGHT8_ORIENTATION90_WINDOWSRATIO10%_SKYLIGHTRATIO30%_3Dview.png | WIDTH40_LENGTH40_HIGHT8_ORIENTATION90_WINDOWSRATIO10%_SKYLIGHTRATIO30%.json
30 | 30 | 16 | 270 | 10% | 40% | 3600 | 8 | 8 | 1.0333 | 0.25833 | 44.8285 | 1.2813 | 46.1098 | WIDTH50_LENGTH40_HIGHT8_ORIENTATION90_WINDOWSRATIO10%_SKYLIGHTRATIO30%_3Dview.png | WIDTH50_LENGTH40_HIGHT8_ORIENTATION90_WINDOWSRATIO10%_SKYLIGHTRATIO30%.json
30 | 30 | 16 | 315 | 10% | 40% | 3600 | 8 | 8 | 1.0333 | 0.25833 | 44.7003 | 1.3473 | 46.0475 | WIDTH60_LENGTH40_HIGHT8_ORIENTATION90_WINDOWSRATIO10%_SKYLIGHTRATIO30%_3Dview.png | WIDTH60_LENGTH40_HIGHT8_ORIENTATION90_WINDOWSRATIO10%_SKYLIGHTRATIO30%.json
30 | 30 | 16 | 0 | 20% | 40% | 3600 | 8 | 8 | 1.0333 | 0.25833 | 45.9681 | 1.0041 | 46.9722 | WIDTH30_LENGTH50_HIGHT8_ORIENTATION90_WINDOWSRATIO10%_SKYLIGHTRATIO30%_3Dview.png | WIDTH30_LENGTH50_HIGHT8_ORIENTATION90_WINDOWSRATIO10%_SKYLIGHTRATIO30%.json
30 | 30 | 16 | 45 | 20% | 40% | 3600 | 8 | 8 | 1.0333 | 0.25833 | 45.8193 | 1.077 | 46.8962 | WIDTH40_LENGTH50_HIGHT8_ORIENTATION90_WINDOWSRATIO10%_SKYLIGHTRATIO30%_3Dview.png | WIDTH40_LENGTH50_HIGHT8_ORIENTATION90_WINDOWSRATIO10%_SKYLIGHTRATIO30%.json
30 | 30 | 16 | 90 | 20% | 40% | 3600 | 8 | 8 | 1.0333 | 0.25833 | 45.9681 | 1.0041 | 46.9722 | WIDTH50_LENGTH50_HIGHT8_ORIENTATION90_WINDOWSRATIO10%_SKYLIGHTRATIO30%_3Dview.png | WIDTH50_LENGTH50_HIGHT8_ORIENTATION90_WINDOWSRATIO10%_SKYLIGHTRATIO30%.json
30 | 30 | 16 | 135 | 20% | 40% | 3600 | 8 | 8 | 1.0333 | 0.25833 | 45.8193 | 1.077 | 46.8962 | WIDTH60_LENGTH50_HIGHT8_ORIENTATION90_WINDOWSRATIO10%_SKYLIGHTRATIO30%_3Dview.png | WIDTH60_LENGTH50_HIGHT8_ORIENTATION90_WINDOWSRATIO10%_SKYLIGHTRATIO30%.json
30 | 30 | 16 | 180 | 20% | 40% | 3600 | 8 | 8 | 1.0333 | 0.25833 | 45.9681 | 1.0041 | 46.9722 | WIDTH30_LENGTH60_HIGHT8_ORIENTATION90_WINDOWSRATIO10%_SKYLIGHTRATIO30%_3Dview.png | WIDTH30_LENGTH60_HIGHT8_ORIENTATION90_WINDOWSRATIO10%_SKYLIGHTRATIO30%.json
30 | 30 | 16 | 225 | 20% | 40% | 3600 | 8 | 8 | 1.0333 | 0.25833 | 45.8269 | 1.0757 | 46.9027 | WIDTH40_LENGTH60_HIGHT8_ORIENTATION90_WINDOWSRATIO10%_SKYLIGHTRATIO30%_3Dview.png | WIDTH40_LENGTH60_HIGHT8_ORIENTATION90_WINDOWSRATIO10%_SKYLIGHTRATIO30%.json
30 | 30 | 16 | 270 | 20% | 40% | 3600 | 8 | 8 | 1.0333 | 0.25833 | 45.9681 | 1.0041 | 46.9722 | WIDTH50_LENGTH60_HIGHT8_ORIENTATION90_WINDOWSRATIO10%_SKYLIGHTRATIO30%_3Dview.png | WIDTH50_LENGTH60_HIGHT8_ORIENTATION90_WINDOWSRATIO10%_SKYLIGHTRATIO30%.json
30 | 30 | 16 | 315 | 20% | 40% | 3600 | 8 | 8 | 1.0333 | 0.25833 | 45.8269 | 1.0757 | 46.9027 | WIDTH60_LENGTH60_HIGHT8_ORIENTATION90_WINDOWSRATIO10%_SKYLIGHTRATIO30%_3Dview.png | WIDTH60_LENGTH60_HIGHT8_ORIENTATION90_WINDOWSRATIO10%_SKYLIGHTRATIO30%.json
30 | 30 | 16 | 0 | 30% | 40% | 3600 | 8 | 8 | 1.0333 | 0.25833 | 46.7813 | 0.79199 | 47.5733 | WIDTH30_LENGTH30_HIGHT12_ORIENTATION90_WINDOWSRATIO10%_SKYLIGHTRATIO30%_3Dview.png | WIDTH30_LENGTH30_HIGHT12_ORIENTATION90_WINDOWSRATIO10%_SKYLIGHTRATIO30%.json
30 | 30 | 16 | 45 | 30% | 40% | 3600 | 8 | 8 | 1.0333 | 0.25833 | 46.6293 | 0.86996 | 47.4993 | WIDTH40_LENGTH30_HIGHT12_ORIENTATION90_WINDOWSRATIO10%_SKYLIGHTRATIO30%_3Dview.png | WIDTH40_LENGTH30_HIGHT12_ORIENTATION90_WINDOWSRATIO10%_SKYLIGHTRATIO30%.json
30 | 30 | 16 | 90 | 30% | 40% | 3600 | 8 | 8 | 1.0333 | 0.25833 | 46.7813 | 0.79199 | 47.5733 | WIDTH50_LENGTH30_HIGHT12_ORIENTATION90_WINDOWSRATIO10%_SKYLIGHTRATIO30%_3Dview.png | WIDTH50_LENGTH30_HIGHT12_ORIENTATION90_WINDOWSRATIO10%_SKYLIGHTRATIO30%.json
30 | 30 | 16 | 135 | 30% | 40% | 3600 | 8 | 8 | 1.0333 | 0.25833 | 46.6293 | 0.86996 | 47.4993 | WIDTH60_LENGTH30_HIGHT12_ORIENTATION90_WINDOWSRATIO10%_SKYLIGHTRATIO30%_3Dview.png | WIDTH60_LENGTH30_HIGHT12_ORIENTATION90_WINDOWSRATIO10%_SKYLIGHTRATIO30%.json
30 | 30 | 16 | 180 | 30% | 40% | 3600 | 8 | 8 | 1.0333 | 0.25833 | 46.7813 | 0.79199 | 47.5733 | WIDTH30_LENGTH40_HIGHT12_ORIENTATION90_WINDOWSRATIO10%_SKYLIGHTRATIO30%_3Dview.png | WIDTH30_LENGTH40_HIGHT12_ORIENTATION90_WINDOWSRATIO10%_SKYLIGHTRATIO30%.json
30 | 30 | 16 | 225 | 30% | 40% | 3600 | 8 | 8 | 1.0333 | 0.25833 | 46.6361 | 0.86757 | 47.5037 | WIDTH40_LENGTH40_HIGHT12_ORIENTATION90_WINDOWSRATIO10%_SKYLIGHTRATIO30%_3Dview.png | WIDTH40_LENGTH40_HIGHT12_ORIENTATION90_WINDOWSRATIO10%_SKYLIGHTRATIO30%.json
30 | 30 | 16 | 270 | 30% | 40% | 3600 | 8 | 8 | 1.0333 | 0.25833 | 46.7813 | 0.79199 | 47.5733 | WIDTH50_LENGTH40_HIGHT12_ORIENTATION90_WINDOWSRATIO10%_SKYLIGHTRATIO30%_3Dview.png | WIDTH50_LENGTH40_HIGHT12_ORIENTATION90_WINDOWSRATIO10%_SKYLIGHTRATIO30%.json
30 | 30 | 16 | 315 | 30% | 40% | 3600 | 8 | 8 | 1.0333 | 0.25833 | 46.6361 | 0.86757 | 47.5037 | WIDTH60_LENGTH40_HIGHT12_ORIENTATION90_WINDOWSRATIO10%_SKYLIGHTRATIO30%_3Dview.png | WIDTH60_LENGTH40_HIGHT12_ORIENTATION90_WINDOWSRATIO10%_SKYLIGHTRATIO30%.json
30 | 30 | 16 | 0 | 40% | 40% | 3600 | 8 | 8 | 1.0333 | 0.25833 | 47.3495 | 0.63736 | 47.9868 | WIDTH30_LENGTH50_HIGHT12_ORIENTATION90_WINDOWSRATIO10%_SKYLIGHTRATIO30%_3Dview.png | WIDTH30_LENGTH50_HIGHT12_ORIENTATION90_WINDOWSRATIO10%_SKYLIGHTRATIO30%.json
30 | 30 | 16 | 45 | 40% | 40% | 3600 | 8 | 8 | 1.0333 | 0.25833 | 47.2111 | 0.70877 | 47.9198 | WIDTH40_LENGTH50_HIGHT12_ORIENTATION90_WINDOWSRATIO10%_SKYLIGHTRATIO30%_3Dview.png | WIDTH40_LENGTH50_HIGHT12_ORIENTATION90_WINDOWSRATIO10%_SKYLIGHTRATIO30%.json
30 | 30 | 16 | 90 | 40% | 40% | 3600 | 8 | 8 | 1.0333 | 0.25833 | 47.3495 | 0.63736 | 47.9868 | WIDTH50_LENGTH50_HIGHT12_ORIENTATION90_WINDOWSRATIO10%_SKYLIGHTRATIO30%_3Dview.png | WIDTH50_LENGTH50_HIGHT12_ORIENTATION90_WINDOWSRATIO10%_SKYLIGHTRATIO30%.json
30 | 30 | 16 | 135 | 40% | 40% | 3600 | 8 | 8 | 1.0333 | 0.25833 | 47.2111 | 0.70877 | 47.9198 | WIDTH60_LENGTH50_HIGHT12_ORIENTATION90_WINDOWSRATIO10%_SKYLIGHTRATIO30%_3Dview.png | WIDTH60_LENGTH50_HIGHT12_ORIENTATION90_WINDOWSRATIO10%_SKYLIGHTRATIO30%.json
30 | 30 | 16 | 180 | 40% | 40% | 3600 | 8 | 8 | 1.0333 | 0.25833 | 47.3495 | 0.63736 | 47.9868 | WIDTH30_LENGTH60_HIGHT12_ORIENTATION90_WINDOWSRATIO10%_SKYLIGHTRATIO30%_3Dview.png | WIDTH30_LENGTH60_HIGHT12_ORIENTATION90_WINDOWSRATIO10%_SKYLIGHTRATIO30%.json
30 | 30 | 16 | 225 | 40% | 40% | 3600 | 8 | 8 | 1.0333 | 0.25833 | 47.2167 | 0.70668 | 47.9233 | WIDTH40_LENGTH60_HIGHT12_ORIENTATION90_WINDOWSRATIO10%_SKYLIGHTRATIO30%_3Dview.png | WIDTH40_LENGTH60_HIGHT12_ORIENTATION90_WINDOWSRATIO10%_SKYLIGHTRATIO30%.json
30 | 30 | 16 | 270 | 40% | 40% | 3600 | 8 | 8 | 1.0333 | 0.25833 | 47.3495 | 0.63736 | 47.9868 | WIDTH50_LENGTH60_HIGHT12_ORIENTATION90_WINDOWSRATIO10%_SKYLIGHTRATIO30%_3Dview.png | WIDTH50_LENGTH60_HIGHT12_ORIENTATION90_WINDOWSRATIO10%_SKYLIGHTRATIO30%.json
30 | 30 | 16 | 315 | 40% | 40% | 3600 | 8 | 8 | 1.0333 | 0.25833 | 47.2167 | 0.70668 | 47.9233 | WIDTH60_LENGTH60_HIGHT12_ORIENTATION90_WINDOWSRATIO10%_SKYLIGHTRATIO30%_3Dview.png | WIDTH60_LENGTH60_HIGHT12_ORIENTATION90_WINDOWSRATIO10%_SKYLIGHTRATIO30%.json
50 | 40 | 12 | 0 | 10% | 10% | 6000 | 18 | 28 | 1.0267 | 0.25667 | 44.0949 | 1.3306 | 45.4255 | WIDTH30_LENGTH30_HIGHT16_ORIENTATION90_WINDOWSRATIO10%_SKYLIGHTRATIO30%_3Dview.png | WIDTH30_LENGTH30_HIGHT16_ORIENTATION90_WINDOWSRATIO10%_SKYLIGHTRATIO30%.json
40 | 50 | 12 | 0 | 10% | 10% | 6000 | 28 | 18 | 1.0267 | 0.25667 | 44.095 | 1.3515 | 45.4465 | WIDTH40_LENGTH30_HIGHT16_ORIENTATION90_WINDOWSRATIO10%_SKYLIGHTRATIO30%_3Dview.png | WIDTH40_LENGTH30_HIGHT16_ORIENTATION90_WINDOWSRATIO10%_SKYLIGHTRATIO30%.json
50 | 40 | 12 | 45 | 10% | 10% | 6000 | 18 | 28 | 1.0267 | 0.25667 | 43.9933 | 1.3938 | 45.3871 | WIDTH50_LENGTH30_HIGHT16_ORIENTATION90_WINDOWSRATIO10%_SKYLIGHTRATIO30%_3Dview.png | WIDTH50_LENGTH30_HIGHT16_ORIENTATION90_WINDOWSRATIO10%_SKYLIGHTRATIO30%.json
40 | 50 | 12 | 45 | 10% | 10% | 6000 | 28 | 18 | 1.0267 | 0.25667 | 43.9969 | 1.389 | 45.3859 | WIDTH60_LENGTH30_HIGHT16_ORIENTATION90_WINDOWSRATIO10%_SKYLIGHTRATIO30%_3Dview.png | WIDTH60_LENGTH30_HIGHT16_ORIENTATION90_WINDOWSRATIO10%_SKYLIGHTRATIO30%.json
50 | 40 | 12 | 90 | 10% | 10% | 6000 | 18 | 28 | 1.0267 | 0.25667 | 44.0939 | 1.351 | 45.4449 | WIDTH30_LENGTH40_HIGHT16_ORIENTATION90_WINDOWSRATIO10%_SKYLIGHTRATIO30%_3Dview.png | WIDTH30_LENGTH40_HIGHT16_ORIENTATION90_WINDOWSRATIO10%_SKYLIGHTRATIO30%.json
40 | 50 | 12 | 90 | 10% | 10% | 6000 | 28 | 18 | 1.0267 | 0.25667 | 44.0947 | 1.3293 | 45.4241 | WIDTH40_LENGTH40_HIGHT16_ORIENTATION90_WINDOWSRATIO10%_SKYLIGHTRATIO30%_3Dview.png | WIDTH40_LENGTH40_HIGHT16_ORIENTATION90_WINDOWSRATIO10%_SKYLIGHTRATIO30%.json
50 | 40 | 12 | 135 | 10% | 10% | 6000 | 18 | 28 | 1.0267 | 0.25667 | 44.0004 | 1.3877 | 45.388 | WIDTH50_LENGTH40_HIGHT16_ORIENTATION90_WINDOWSRATIO10%_SKYLIGHTRATIO30%_3Dview.png | WIDTH50_LENGTH40_HIGHT16_ORIENTATION90_WINDOWSRATIO10%_SKYLIGHTRATIO30%.json
40 | 50 | 12 | 135 | 10% | 10% | 6000 | 28 | 18 | 1.0267 | 0.25667 | 43.9987 | 1.3928 | 45.3915 | WIDTH60_LENGTH40_HIGHT16_ORIENTATION90_WINDOWSRATIO10%_SKYLIGHTRATIO30%_3Dview.png | WIDTH60_LENGTH40_HIGHT16_ORIENTATION90_WINDOWSRATIO10%_SKYLIGHTRATIO30%.json
50 | 40 | 12 | 180 | 10% | 10% | 6000 | 18 | 28 | 1.0267 | 0.25667 | 44.0949 | 1.3306 | 45.4255 | WIDTH30_LENGTH50_HIGHT16_ORIENTATION90_WINDOWSRATIO10%_SKYLIGHTRATIO30%_3Dview.png | WIDTH30_LENGTH50_HIGHT16_ORIENTATION90_WINDOWSRATIO10%_SKYLIGHTRATIO30%.json
40 | 50 | 12 | 180 | 10% | 10% | 6000 | 28 | 18 | 1.0267 | 0.25667 | 44.095 | 1.3515 | 45.4465 | WIDTH40_LENGTH50_HIGHT16_ORIENTATION90_WINDOWSRATIO10%_SKYLIGHTRATIO30%_3Dview.png | WIDTH40_LENGTH50_HIGHT16_ORIENTATION90_WINDOWSRATIO10%_SKYLIGHTRATIO30%.json
50 | 40 | 12 | 225 | 10% | 10% | 6000 | 18 | 28 | 1.0267 | 0.25667 | 44.0024 | 1.3911 | 45.3934 | WIDTH50_LENGTH50_HIGHT16_ORIENTATION90_WINDOWSRATIO10%_SKYLIGHTRATIO30%_3Dview.png | WIDTH50_LENGTH50_HIGHT16_ORIENTATION90_WINDOWSRATIO10%_SKYLIGHTRATIO30%.json
40 | 50 | 12 | 225 | 10% | 10% | 6000 | 28 | 18 | 1.0267 | 0.25667 | 44.0002 | 1.3881 | 45.3883 | WIDTH60_LENGTH50_HIGHT16_ORIENTATION90_WINDOWSRATIO10%_SKYLIGHTRATIO30%_3Dview.png | WIDTH60_LENGTH50_HIGHT16_ORIENTATION90_WINDOWSRATIO10%_SKYLIGHTRATIO30%.json
50 | 40 | 12 | 270 | 10% | 10% | 6000 | 18 | 28 | 1.0267 | 0.25667 | 44.0939 | 1.351 | 45.4449 | WIDTH30_LENGTH60_HIGHT16_ORIENTATION90_WINDOWSRATIO10%_SKYLIGHTRATIO30%_3Dview.png | WIDTH30_LENGTH60_HIGHT16_ORIENTATION90_WINDOWSRATIO10%_SKYLIGHTRATIO30%.json
40 | 50 | 12 | 270 | 10% | 10% | 6000 | 28 | 18 | 1.0267 | 0.25667 | 44.0947 | 1.3293 | 45.4241 | WIDTH40_LENGTH60_HIGHT16_ORIENTATION90_WINDOWSRATIO10%_SKYLIGHTRATIO30%_3Dview.png | WIDTH40_LENGTH60_HIGHT16_ORIENTATION90_WINDOWSRATIO10%_SKYLIGHTRATIO30%.json
50 | 40 | 12 | 315 | 10% | 10% | 6000 | 18 | 28 | 1.0267 | 0.25667 | 43.9987 | 1.3885 | 45.3872 | WIDTH50_LENGTH60_HIGHT16_ORIENTATION90_WINDOWSRATIO10%_SKYLIGHTRATIO30%_3Dview.png | WIDTH50_LENGTH60_HIGHT16_ORIENTATION90_WINDOWSRATIO10%_SKYLIGHTRATIO30%.json
40 | 50 | 12 | 315 | 10% | 10% | 6000 | 28 | 18 | 1.0267 | 0.25667 | 43.9999 | 1.392 | 45.3918 | WIDTH60_LENGTH60_HIGHT16_ORIENTATION90_WINDOWSRATIO10%_SKYLIGHTRATIO30%_3Dview.png | WIDTH60_LENGTH60_HIGHT16_ORIENTATION90_WINDOWSRATIO10%_SKYLIGHTRATIO30%.json
50 | 40 | 12 | 0 | 20% | 10% | 6000 | 18 | 28 | 1.0267 | 0.25667 | 45.0406 | 1.111 | 46.1515 | WIDTH30_LENGTH30_HIGHT8_ORIENTATION135_WINDOWSRATIO10%_SKYLIGHTRATIO30%_3Dview.png | WIDTH30_LENGTH30_HIGHT8_ORIENTATION135_WINDOWSRATIO10%_SKYLIGHTRATIO30%.json
40 | 50 | 12 | 0 | 20% | 10% | 6000 | 28 | 18 | 1.0267 | 0.25667 | 45.0291 | 1.1372 | 46.1663 | WIDTH40_LENGTH30_HIGHT8_ORIENTATION135_WINDOWSRATIO10%_SKYLIGHTRATIO30%_3Dview.png | WIDTH40_LENGTH30_HIGHT8_ORIENTATION135_WINDOWSRATIO10%_SKYLIGHTRATIO30%.json
50 | 40 | 12 | 45 | 20% | 10% | 6000 | 18 | 28 | 1.0267 | 0.25667 | 44.919 | 1.1835 | 46.1025 | WIDTH50_LENGTH30_HIGHT8_ORIENTATION135_WINDOWSRATIO10%_SKYLIGHTRATIO30%_3Dview.png | WIDTH50_LENGTH30_HIGHT8_ORIENTATION135_WINDOWSRATIO10%_SKYLIGHTRATIO30%.json
40 | 50 | 12 | 45 | 20% | 10% | 6000 | 28 | 18 | 1.0267 | 0.25667 | 44.9222 | 1.181 | 46.1032 | WIDTH60_LENGTH30_HIGHT8_ORIENTATION135_WINDOWSRATIO10%_SKYLIGHTRATIO30%_3Dview.png | WIDTH60_LENGTH30_HIGHT8_ORIENTATION135_WINDOWSRATIO10%_SKYLIGHTRATIO30%.json
50 | 40 | 12 | 90 | 20% | 10% | 6000 | 18 | 28 | 1.0267 | 0.25667 | 45.0281 | 1.1366 | 46.1647 | WIDTH30_LENGTH40_HIGHT8_ORIENTATION135_WINDOWSRATIO10%_SKYLIGHTRATIO30%_3Dview.png | WIDTH30_LENGTH40_HIGHT8_ORIENTATION135_WINDOWSRATIO10%_SKYLIGHTRATIO30%.json
40 | 50 | 12 | 90 | 20% | 10% | 6000 | 28 | 18 | 1.0267 | 0.25667 | 45.0409 | 1.1099 | 46.1508 | WIDTH40_LENGTH40_HIGHT8_ORIENTATION135_WINDOWSRATIO10%_SKYLIGHTRATIO30%_3Dview.png | WIDTH40_LENGTH40_HIGHT8_ORIENTATION135_WINDOWSRATIO10%_SKYLIGHTRATIO30%.json
50 | 40 | 12 | 135 | 20% | 10% | 6000 | 18 | 28 | 1.0267 | 0.25667 | 44.9248 | 1.1798 | 46.1046 | WIDTH50_LENGTH40_HIGHT8_ORIENTATION135_WINDOWSRATIO10%_SKYLIGHTRATIO30%_3Dview.png | WIDTH50_LENGTH40_HIGHT8_ORIENTATION135_WINDOWSRATIO10%_SKYLIGHTRATIO30%.json
40 | 50 | 12 | 135 | 20% | 10% | 6000 | 28 | 18 | 1.0267 | 0.25667 | 44.9245 | 1.1827 | 46.1072 | WIDTH60_LENGTH40_HIGHT8_ORIENTATION135_WINDOWSRATIO10%_SKYLIGHTRATIO30%_3Dview.png | WIDTH60_LENGTH40_HIGHT8_ORIENTATION135_WINDOWSRATIO10%_SKYLIGHTRATIO30%.json
50 | 40 | 12 | 180 | 20% | 10% | 6000 | 18 | 28 | 1.0267 | 0.25667 | 45.0406 | 1.111 | 46.1515 | WIDTH30_LENGTH50_HIGHT8_ORIENTATION135_WINDOWSRATIO10%_SKYLIGHTRATIO30%_3Dview.png | WIDTH30_LENGTH50_HIGHT8_ORIENTATION135_WINDOWSRATIO10%_SKYLIGHTRATIO30%.json
40 | 50 | 12 | 180 | 20% | 10% | 6000 | 28 | 18 | 1.0267 | 0.25667 | 45.0291 | 1.1372 | 46.1663 | WIDTH40_LENGTH50_HIGHT8_ORIENTATION135_WINDOWSRATIO10%_SKYLIGHTRATIO30%_3Dview.png | WIDTH40_LENGTH50_HIGHT8_ORIENTATION135_WINDOWSRATIO10%_SKYLIGHTRATIO30%.json
50 | 40 | 12 | 225 | 20% | 10% | 6000 | 18 | 28 | 1.0267 | 0.25667 | 44.9271 | 1.1809 | 46.108 | WIDTH50_LENGTH50_HIGHT8_ORIENTATION135_WINDOWSRATIO10%_SKYLIGHTRATIO30%_3Dview.png | WIDTH50_LENGTH50_HIGHT8_ORIENTATION135_WINDOWSRATIO10%_SKYLIGHTRATIO30%.json
40 | 50 | 12 | 225 | 20% | 10% | 6000 | 28 | 18 | 1.0267 | 0.25667 | 44.9247 | 1.1789 | 46.1036 | WIDTH60_LENGTH50_HIGHT8_ORIENTATION135_WINDOWSRATIO10%_SKYLIGHTRATIO30%_3Dview.png | WIDTH60_LENGTH50_HIGHT8_ORIENTATION135_WINDOWSRATIO10%_SKYLIGHTRATIO30%.json
50 | 40 | 12 | 270 | 20% | 10% | 6000 | 18 | 28 | 1.0267 | 0.25667 | 45.0281 | 1.1366 | 46.1647 | WIDTH30_LENGTH60_HIGHT8_ORIENTATION135_WINDOWSRATIO10%_SKYLIGHTRATIO30%_3Dview.png | WIDTH30_LENGTH60_HIGHT8_ORIENTATION135_WINDOWSRATIO10%_SKYLIGHTRATIO30%.json
40 | 50 | 12 | 270 | 20% | 10% | 6000 | 28 | 18 | 1.0267 | 0.25667 | 45.0409 | 1.1099 | 46.1508 | WIDTH40_LENGTH60_HIGHT8_ORIENTATION135_WINDOWSRATIO10%_SKYLIGHTRATIO30%_3Dview.png | WIDTH40_LENGTH60_HIGHT8_ORIENTATION135_WINDOWSRATIO10%_SKYLIGHTRATIO30%.json
50 | 40 | 12 | 315 | 20% | 10% | 6000 | 18 | 28 | 1.0267 | 0.25667 | 44.9235 | 1.1807 | 46.1042 | WIDTH50_LENGTH60_HIGHT8_ORIENTATION135_WINDOWSRATIO10%_SKYLIGHTRATIO30%_3Dview.png | WIDTH50_LENGTH60_HIGHT8_ORIENTATION135_WINDOWSRATIO10%_SKYLIGHTRATIO30%.json
40 | 50 | 12 | 315 | 20% | 10% | 6000 | 28 | 18 | 1.0267 | 0.25667 | 44.9254 | 1.1819 | 46.1073 | WIDTH60_LENGTH60_HIGHT8_ORIENTATION135_WINDOWSRATIO10%_SKYLIGHTRATIO30%_3Dview.png | WIDTH60_LENGTH60_HIGHT8_ORIENTATION135_WINDOWSRATIO10%_SKYLIGHTRATIO30%.json
50 | 40 | 12 | 0 | 30% | 10% | 6000 | 18 | 28 | 1.0267 | 0.25667 | 45.7718 | 0.93086 | 46.7026 | WIDTH30_LENGTH30_HIGHT12_ORIENTATION135_WINDOWSRATIO10%_SKYLIGHTRATIO30%_3Dview.png | WIDTH30_LENGTH30_HIGHT12_ORIENTATION135_WINDOWSRATIO10%_SKYLIGHTRATIO30%.json
40 | 50 | 12 | 0 | 30% | 10% | 6000 | 28 | 18 | 1.0267 | 0.25667 | 45.7464 | 0.96068 | 46.7071 | WIDTH40_LENGTH30_HIGHT12_ORIENTATION135_WINDOWSRATIO10%_SKYLIGHTRATIO30%_3Dview.png | WIDTH40_LENGTH30_HIGHT12_ORIENTATION135_WINDOWSRATIO10%_SKYLIGHTRATIO30%.json
50 | 40 | 12 | 45 | 30% | 10% | 6000 | 18 | 28 | 1.0267 | 0.25667 | 45.6319 | 1.0101 | 46.642 | WIDTH50_LENGTH30_HIGHT12_ORIENTATION135_WINDOWSRATIO10%_SKYLIGHTRATIO30%_3Dview.png | WIDTH50_LENGTH30_HIGHT12_ORIENTATION135_WINDOWSRATIO10%_SKYLIGHTRATIO30%.json
40 | 50 | 12 | 45 | 30% | 10% | 6000 | 28 | 18 | 1.0267 | 0.25667 | 45.6362 | 1.0058 | 46.642 | WIDTH60_LENGTH30_HIGHT12_ORIENTATION135_WINDOWSRATIO10%_SKYLIGHTRATIO30%_3Dview.png | WIDTH60_LENGTH30_HIGHT12_ORIENTATION135_WINDOWSRATIO10%_SKYLIGHTRATIO30%.json
50 | 40 | 12 | 90 | 30% | 10% | 6000 | 18 | 28 | 1.0267 | 0.25667 | 45.7455 | 0.96009 | 46.7056 | WIDTH30_LENGTH40_HIGHT12_ORIENTATION135_WINDOWSRATIO10%_SKYLIGHTRATIO30%_3Dview.png | WIDTH30_LENGTH40_HIGHT12_ORIENTATION135_WINDOWSRATIO10%_SKYLIGHTRATIO30%.json
40 | 50 | 12 | 90 | 30% | 10% | 6000 | 28 | 18 | 1.0267 | 0.25667 | 45.7714 | 0.9297 | 46.7011 | WIDTH40_LENGTH40_HIGHT12_ORIENTATION135_WINDOWSRATIO10%_SKYLIGHTRATIO30%_3Dview.png | WIDTH40_LENGTH40_HIGHT12_ORIENTATION135_WINDOWSRATIO10%_SKYLIGHTRATIO30%.json
50 | 40 | 12 | 135 | 30% | 10% | 6000 | 18 | 28 | 1.0267 | 0.25667 | 45.6388 | 1.0047 | 46.6434 | WIDTH50_LENGTH40_HIGHT12_ORIENTATION135_WINDOWSRATIO10%_SKYLIGHTRATIO30%_3Dview.png | WIDTH50_LENGTH40_HIGHT12_ORIENTATION135_WINDOWSRATIO10%_SKYLIGHTRATIO30%.json
40 | 50 | 12 | 135 | 30% | 10% | 6000 | 28 | 18 | 1.0267 | 0.25667 | 45.6359 | 1.0094 | 46.6453 | WIDTH60_LENGTH40_HIGHT12_ORIENTATION135_WINDOWSRATIO10%_SKYLIGHTRATIO30%_3Dview.png | WIDTH60_LENGTH40_HIGHT12_ORIENTATION135_WINDOWSRATIO10%_SKYLIGHTRATIO30%.json
50 | 40 | 12 | 180 | 30% | 10% | 6000 | 18 | 28 | 1.0267 | 0.25667 | 45.7718 | 0.93086 | 46.7026 | WIDTH30_LENGTH50_HIGHT12_ORIENTATION135_WINDOWSRATIO10%_SKYLIGHTRATIO30%_3Dview.png | WIDTH30_LENGTH50_HIGHT12_ORIENTATION135_WINDOWSRATIO10%_SKYLIGHTRATIO30%.json
40 | 50 | 12 | 180 | 30% | 10% | 6000 | 28 | 18 | 1.0267 | 0.25667 | 45.7464 | 0.96068 | 46.7071 | WIDTH40_LENGTH50_HIGHT12_ORIENTATION135_WINDOWSRATIO10%_SKYLIGHTRATIO30%_3Dview.png | WIDTH40_LENGTH50_HIGHT12_ORIENTATION135_WINDOWSRATIO10%_SKYLIGHTRATIO30%.json
50 | 40 | 12 | 225 | 30% | 10% | 6000 | 18 | 28 | 1.0267 | 0.25667 | 45.6389 | 1.0079 | 46.6468 | WIDTH50_LENGTH50_HIGHT12_ORIENTATION135_WINDOWSRATIO10%_SKYLIGHTRATIO30%_3Dview.png | WIDTH50_LENGTH50_HIGHT12_ORIENTATION135_WINDOWSRATIO10%_SKYLIGHTRATIO30%.json
40 | 50 | 12 | 225 | 30% | 10% | 6000 | 28 | 18 | 1.0267 | 0.25667 | 45.6387 | 1.005 | 46.6438 | WIDTH60_LENGTH50_HIGHT12_ORIENTATION135_WINDOWSRATIO10%_SKYLIGHTRATIO30%_3Dview.png | WIDTH60_LENGTH50_HIGHT12_ORIENTATION135_WINDOWSRATIO10%_SKYLIGHTRATIO30%.json
50 | 40 | 12 | 270 | 30% | 10% | 6000 | 18 | 28 | 1.0267 | 0.25667 | 45.7455 | 0.96009 | 46.7056 | WIDTH30_LENGTH60_HIGHT12_ORIENTATION135_WINDOWSRATIO10%_SKYLIGHTRATIO30%_3Dview.png | WIDTH30_LENGTH60_HIGHT12_ORIENTATION135_WINDOWSRATIO10%_SKYLIGHTRATIO30%.json
40 | 50 | 12 | 270 | 30% | 10% | 6000 | 28 | 18 | 1.0267 | 0.25667 | 45.7714 | 0.9297 | 46.7011 | WIDTH40_LENGTH60_HIGHT12_ORIENTATION135_WINDOWSRATIO10%_SKYLIGHTRATIO30%_3Dview.png | WIDTH40_LENGTH60_HIGHT12_ORIENTATION135_WINDOWSRATIO10%_SKYLIGHTRATIO30%.json
50 | 40 | 12 | 315 | 30% | 10% | 6000 | 18 | 28 | 1.0267 | 0.25667 | 45.6379 | 1.0054 | 46.6433 | WIDTH50_LENGTH60_HIGHT12_ORIENTATION135_WINDOWSRATIO10%_SKYLIGHTRATIO30%_3Dview.png | WIDTH50_LENGTH60_HIGHT12_ORIENTATION135_WINDOWSRATIO10%_SKYLIGHTRATIO30%.json
40 | 50 | 12 | 315 | 30% | 10% | 6000 | 28 | 18 | 1.0267 | 0.25667 | 45.637 | 1.0086 | 46.6456 | WIDTH60_LENGTH60_HIGHT12_ORIENTATION135_WINDOWSRATIO10%_SKYLIGHTRATIO30%_3Dview.png | WIDTH60_LENGTH60_HIGHT12_ORIENTATION135_WINDOWSRATIO10%_SKYLIGHTRATIO30%.json
50 | 40 | 12 | 0 | 40% | 10% | 6000 | 18 | 28 | 1.0267 | 0.25667 | 46.3319 | 0.78562 | 47.1175 | WIDTH30_LENGTH30_HIGHT16_ORIENTATION135_WINDOWSRATIO10%_SKYLIGHTRATIO30%_3Dview.png | WIDTH30_LENGTH30_HIGHT16_ORIENTATION135_WINDOWSRATIO10%_SKYLIGHTRATIO30%.json
40 | 50 | 12 | 0 | 40% | 10% | 6000 | 28 | 18 | 1.0267 | 0.25667 | 46.2887 | 0.81617 | 47.1049 | WIDTH40_LENGTH30_HIGHT16_ORIENTATION135_WINDOWSRATIO10%_SKYLIGHTRATIO30%_3Dview.png | WIDTH40_LENGTH30_HIGHT16_ORIENTATION135_WINDOWSRATIO10%_SKYLIGHTRATIO30%.json
50 | 40 | 12 | 45 | 40% | 10% | 6000 | 18 | 28 | 1.0267 | 0.25667 | 46.1743 | 0.86702 | 47.0413 | WIDTH50_LENGTH30_HIGHT16_ORIENTATION135_WINDOWSRATIO10%_SKYLIGHTRATIO30%_3Dview.png | WIDTH50_LENGTH30_HIGHT16_ORIENTATION135_WINDOWSRATIO10%_SKYLIGHTRATIO30%.json
40 | 50 | 12 | 45 | 40% | 10% | 6000 | 28 | 18 | 1.0267 | 0.25667 | 46.1845 | 0.86309 | 47.0476 | WIDTH60_LENGTH30_HIGHT16_ORIENTATION135_WINDOWSRATIO10%_SKYLIGHTRATIO30%_3Dview.png | WIDTH60_LENGTH30_HIGHT16_ORIENTATION135_WINDOWSRATIO10%_SKYLIGHTRATIO30%.json
50 | 40 | 12 | 90 | 40% | 10% | 6000 | 18 | 28 | 1.0267 | 0.25667 | 46.2879 | 0.81562 | 47.1036 | WIDTH30_LENGTH40_HIGHT16_ORIENTATION135_WINDOWSRATIO10%_SKYLIGHTRATIO30%_3Dview.png | WIDTH30_LENGTH40_HIGHT16_ORIENTATION135_WINDOWSRATIO10%_SKYLIGHTRATIO30%.json
40 | 50 | 12 | 90 | 40% | 10% | 6000 | 28 | 18 | 1.0267 | 0.25667 | 46.3323 | 0.78448 | 47.1168 | WIDTH40_LENGTH40_HIGHT16_ORIENTATION135_WINDOWSRATIO10%_SKYLIGHTRATIO30%_3Dview.png | WIDTH40_LENGTH40_HIGHT16_ORIENTATION135_WINDOWSRATIO10%_SKYLIGHTRATIO30%.json
50 | 40 | 12 | 135 | 40% | 10% | 6000 | 18 | 28 | 1.0267 | 0.25667 | 46.1869 | 0.86126 | 47.0482 | WIDTH50_LENGTH40_HIGHT16_ORIENTATION135_WINDOWSRATIO10%_SKYLIGHTRATIO30%_3Dview.png | WIDTH50_LENGTH40_HIGHT16_ORIENTATION135_WINDOWSRATIO10%_SKYLIGHTRATIO30%.json
40 | 50 | 12 | 135 | 40% | 10% | 6000 | 28 | 18 | 1.0267 | 0.25667 | 46.1782 | 0.86629 | 47.0445 | WIDTH60_LENGTH40_HIGHT16_ORIENTATION135_WINDOWSRATIO10%_SKYLIGHTRATIO30%_3Dview.png | WIDTH60_LENGTH40_HIGHT16_ORIENTATION135_WINDOWSRATIO10%_SKYLIGHTRATIO30%.json
50 | 40 | 12 | 180 | 40% | 10% | 6000 | 18 | 28 | 1.0267 | 0.25667 | 46.3319 | 0.78562 | 47.1175 | WIDTH30_LENGTH50_HIGHT16_ORIENTATION135_WINDOWSRATIO10%_SKYLIGHTRATIO30%_3Dview.png | WIDTH30_LENGTH50_HIGHT16_ORIENTATION135_WINDOWSRATIO10%_SKYLIGHTRATIO30%.json
40 | 50 | 12 | 180 | 40% | 10% | 6000 | 28 | 18 | 1.0267 | 0.25667 | 46.2887 | 0.81617 | 47.1049 | WIDTH40_LENGTH50_HIGHT16_ORIENTATION135_WINDOWSRATIO10%_SKYLIGHTRATIO30%_3Dview.png | WIDTH40_LENGTH50_HIGHT16_ORIENTATION135_WINDOWSRATIO10%_SKYLIGHTRATIO30%.json
50 | 40 | 12 | 225 | 40% | 10% | 6000 | 18 | 28 | 1.0267 | 0.25667 | 46.1811 | 0.86496 | 47.046 | WIDTH50_LENGTH50_HIGHT16_ORIENTATION135_WINDOWSRATIO10%_SKYLIGHTRATIO30%_3Dview.png | WIDTH50_LENGTH50_HIGHT16_ORIENTATION135_WINDOWSRATIO10%_SKYLIGHTRATIO30%.json
40 | 50 | 12 | 225 | 40% | 10% | 6000 | 28 | 18 | 1.0267 | 0.25667 | 46.1871 | 0.86246 | 47.0495 | WIDTH60_LENGTH50_HIGHT16_ORIENTATION135_WINDOWSRATIO10%_SKYLIGHTRATIO30%_3Dview.png | WIDTH60_LENGTH50_HIGHT16_ORIENTATION135_WINDOWSRATIO10%_SKYLIGHTRATIO30%.json
50 | 40 | 12 | 270 | 40% | 10% | 6000 | 18 | 28 | 1.0267 | 0.25667 | 46.2879 | 0.81562 | 47.1036 | WIDTH30_LENGTH60_HIGHT16_ORIENTATION135_WINDOWSRATIO10%_SKYLIGHTRATIO30%_3Dview.png | WIDTH30_LENGTH60_HIGHT16_ORIENTATION135_WINDOWSRATIO10%_SKYLIGHTRATIO30%.json
40 | 50 | 12 | 270 | 40% | 10% | 6000 | 28 | 18 | 1.0267 | 0.25667 | 46.3323 | 0.78448 | 47.1168 | WIDTH40_LENGTH60_HIGHT16_ORIENTATION135_WINDOWSRATIO10%_SKYLIGHTRATIO30%_3Dview.png | WIDTH40_LENGTH60_HIGHT16_ORIENTATION135_WINDOWSRATIO10%_SKYLIGHTRATIO30%.json
50 | 40 | 12 | 315 | 40% | 10% | 6000 | 18 | 28 | 1.0267 | 0.25667 | 46.1862 | 0.8619 | 47.0481 | WIDTH50_LENGTH60_HIGHT16_ORIENTATION135_WINDOWSRATIO10%_SKYLIGHTRATIO30%_3Dview.png | WIDTH50_LENGTH60_HIGHT16_ORIENTATION135_WINDOWSRATIO10%_SKYLIGHTRATIO30%.json
40 | 50 | 12 | 315 | 40% | 10% | 6000 | 28 | 18 | 1.0267 | 0.25667 | 46.1793 | 0.86569 | 47.045 | WIDTH60_LENGTH60_HIGHT16_ORIENTATION135_WINDOWSRATIO10%_SKYLIGHTRATIO30%_3Dview.png | WIDTH60_LENGTH60_HIGHT16_ORIENTATION135_WINDOWSRATIO10%_SKYLIGHTRATIO30%.json
50 | 40 | 12 | 0 | 10% | 20% | 6000 | 18 | 28 | 1.0267 | 0.25667 | 44.4872 | 1.2462 | 45.7334 | WIDTH30_LENGTH30_HIGHT8_ORIENTATION180_WINDOWSRATIO10%_SKYLIGHTRATIO30%_3Dview.png | WIDTH30_LENGTH30_HIGHT8_ORIENTATION180_WINDOWSRATIO10%_SKYLIGHTRATIO30%.json
40 | 50 | 12 | 0 | 10% | 20% | 6000 | 28 | 18 | 1.0267 | 0.25667 | 44.4851 | 1.2649 | 45.75 | WIDTH40_LENGTH30_HIGHT8_ORIENTATION180_WINDOWSRATIO10%_SKYLIGHTRATIO30%_3Dview.png | WIDTH40_LENGTH30_HIGHT8_ORIENTATION180_WINDOWSRATIO10%_SKYLIGHTRATIO30%.json
50 | 40 | 12 | 45 | 10% | 20% | 6000 | 18 | 28 | 1.0267 | 0.25667 | 44.3963 | 1.3027 | 45.699 | WIDTH50_LENGTH30_HIGHT8_ORIENTATION180_WINDOWSRATIO10%_SKYLIGHTRATIO30%_3Dview.png | WIDTH50_LENGTH30_HIGHT8_ORIENTATION180_WINDOWSRATIO10%_SKYLIGHTRATIO30%.json
40 | 50 | 12 | 45 | 10% | 20% | 6000 | 28 | 18 | 1.0267 | 0.25667 | 44.3784 | 1.3044 | 45.6828 | WIDTH60_LENGTH30_HIGHT8_ORIENTATION180_WINDOWSRATIO10%_SKYLIGHTRATIO30%_3Dview.png | WIDTH60_LENGTH30_HIGHT8_ORIENTATION180_WINDOWSRATIO10%_SKYLIGHTRATIO30%.json
50 | 40 | 12 | 90 | 10% | 20% | 6000 | 18 | 28 | 1.0267 | 0.25667 | 44.4852 | 1.264 | 45.7493 | WIDTH30_LENGTH40_HIGHT8_ORIENTATION180_WINDOWSRATIO10%_SKYLIGHTRATIO30%_3Dview.png | WIDTH30_LENGTH40_HIGHT8_ORIENTATION180_WINDOWSRATIO10%_SKYLIGHTRATIO30%.json
40 | 50 | 12 | 90 | 10% | 20% | 6000 | 28 | 18 | 1.0267 | 0.25667 | 44.4892 | 1.2447 | 45.7339 | WIDTH40_LENGTH40_HIGHT8_ORIENTATION180_WINDOWSRATIO10%_SKYLIGHTRATIO30%_3Dview.png | WIDTH40_LENGTH40_HIGHT8_ORIENTATION180_WINDOWSRATIO10%_SKYLIGHTRATIO30%.json
50 | 40 | 12 | 135 | 10% | 20% | 6000 | 18 | 28 | 1.0267 | 0.25667 | 44.386 | 1.3026 | 45.6886 | WIDTH50_LENGTH40_HIGHT8_ORIENTATION180_WINDOWSRATIO10%_SKYLIGHTRATIO30%_3Dview.png | WIDTH50_LENGTH40_HIGHT8_ORIENTATION180_WINDOWSRATIO10%_SKYLIGHTRATIO30%.json
40 | 50 | 12 | 135 | 10% | 20% | 6000 | 28 | 18 | 1.0267 | 0.25667 | 44.3906 | 1.3083 | 45.6988 | WIDTH60_LENGTH40_HIGHT8_ORIENTATION180_WINDOWSRATIO10%_SKYLIGHTRATIO30%_3Dview.png | WIDTH60_LENGTH40_HIGHT8_ORIENTATION180_WINDOWSRATIO10%_SKYLIGHTRATIO30%.json
50 | 40 | 12 | 180 | 10% | 20% | 6000 | 18 | 28 | 1.0267 | 0.25667 | 44.4872 | 1.2462 | 45.7334 | WIDTH30_LENGTH50_HIGHT8_ORIENTATION180_WINDOWSRATIO10%_SKYLIGHTRATIO30%_3Dview.png | WIDTH30_LENGTH50_HIGHT8_ORIENTATION180_WINDOWSRATIO10%_SKYLIGHTRATIO30%.json
40 | 50 | 12 | 180 | 10% | 20% | 6000 | 28 | 18 | 1.0267 | 0.25667 | 44.4851 | 1.2649 | 45.75 | WIDTH40_LENGTH50_HIGHT8_ORIENTATION180_WINDOWSRATIO10%_SKYLIGHTRATIO30%_3Dview.png | WIDTH40_LENGTH50_HIGHT8_ORIENTATION180_WINDOWSRATIO10%_SKYLIGHTRATIO30%.json
50 | 40 | 12 | 225 | 10% | 20% | 6000 | 18 | 28 | 1.0267 | 0.25667 | 44.3963 | 1.3027 | 45.699 | WIDTH50_LENGTH50_HIGHT8_ORIENTATION180_WINDOWSRATIO10%_SKYLIGHTRATIO30%_3Dview.png | WIDTH50_LENGTH50_HIGHT8_ORIENTATION180_WINDOWSRATIO10%_SKYLIGHTRATIO30%.json
40 | 50 | 12 | 225 | 10% | 20% | 6000 | 28 | 18 | 1.0267 | 0.25667 | 44.3782 | 1.3043 | 45.6825 | WIDTH60_LENGTH50_HIGHT8_ORIENTATION180_WINDOWSRATIO10%_SKYLIGHTRATIO30%_3Dview.png | WIDTH60_LENGTH50_HIGHT8_ORIENTATION180_WINDOWSRATIO10%_SKYLIGHTRATIO30%.json
50 | 40 | 12 | 270 | 10% | 20% | 6000 | 18 | 28 | 1.0267 | 0.25667 | 44.4852 | 1.264 | 45.7493 | WIDTH30_LENGTH60_HIGHT8_ORIENTATION180_WINDOWSRATIO10%_SKYLIGHTRATIO30%_3Dview.png | WIDTH30_LENGTH60_HIGHT8_ORIENTATION180_WINDOWSRATIO10%_SKYLIGHTRATIO30%.json
40 | 50 | 12 | 270 | 10% | 20% | 6000 | 28 | 18 | 1.0267 | 0.25667 | 44.4892 | 1.2447 | 45.7339 | WIDTH40_LENGTH60_HIGHT8_ORIENTATION180_WINDOWSRATIO10%_SKYLIGHTRATIO30%_3Dview.png | WIDTH40_LENGTH60_HIGHT8_ORIENTATION180_WINDOWSRATIO10%_SKYLIGHTRATIO30%.json
50 | 40 | 12 | 315 | 10% | 20% | 6000 | 18 | 28 | 1.0267 | 0.25667 | 44.386 | 1.3026 | 45.6886 | WIDTH50_LENGTH60_HIGHT8_ORIENTATION180_WINDOWSRATIO10%_SKYLIGHTRATIO30%_3Dview.png | WIDTH50_LENGTH60_HIGHT8_ORIENTATION180_WINDOWSRATIO10%_SKYLIGHTRATIO30%.json
40 | 50 | 12 | 315 | 10% | 20% | 6000 | 28 | 18 | 1.0267 | 0.25667 | 44.388 | 1.3055 | 45.6935 | WIDTH60_LENGTH60_HIGHT8_ORIENTATION180_WINDOWSRATIO10%_SKYLIGHTRATIO30%_3Dview.png | WIDTH60_LENGTH60_HIGHT8_ORIENTATION180_WINDOWSRATIO10%_SKYLIGHTRATIO30%.json
50 | 40 | 12 | 0 | 20% | 20% | 6000 | 18 | 28 | 1.0267 | 0.25667 | 45.3683 | 1.0327 | 46.4009 | WIDTH30_LENGTH30_HIGHT12_ORIENTATION180_WINDOWSRATIO10%_SKYLIGHTRATIO30%_3Dview.png | WIDTH30_LENGTH30_HIGHT12_ORIENTATION180_WINDOWSRATIO10%_SKYLIGHTRATIO30%.json
40 | 50 | 12 | 0 | 20% | 20% | 6000 | 28 | 18 | 1.0267 | 0.25667 | 45.3545 | 1.059 | 46.4136 | WIDTH40_LENGTH30_HIGHT12_ORIENTATION180_WINDOWSRATIO10%_SKYLIGHTRATIO30%_3Dview.png | WIDTH40_LENGTH30_HIGHT12_ORIENTATION180_WINDOWSRATIO10%_SKYLIGHTRATIO30%.json
50 | 40 | 12 | 45 | 20% | 20% | 6000 | 18 | 28 | 1.0267 | 0.25667 | 45.2594 | 1.1015 | 46.3609 | WIDTH50_LENGTH30_HIGHT12_ORIENTATION180_WINDOWSRATIO10%_SKYLIGHTRATIO30%_3Dview.png | WIDTH50_LENGTH30_HIGHT12_ORIENTATION180_WINDOWSRATIO10%_SKYLIGHTRATIO30%.json
40 | 50 | 12 | 45 | 20% | 20% | 6000 | 28 | 18 | 1.0267 | 0.25667 | 45.2429 | 1.1019 | 46.3449 | WIDTH60_LENGTH30_HIGHT12_ORIENTATION180_WINDOWSRATIO10%_SKYLIGHTRATIO30%_3Dview.png | WIDTH60_LENGTH30_HIGHT12_ORIENTATION180_WINDOWSRATIO10%_SKYLIGHTRATIO30%.json
50 | 40 | 12 | 90 | 20% | 20% | 6000 | 18 | 28 | 1.0267 | 0.25667 | 45.357 | 1.0582 | 46.4152 | WIDTH30_LENGTH40_HIGHT12_ORIENTATION180_WINDOWSRATIO10%_SKYLIGHTRATIO30%_3Dview.png | WIDTH30_LENGTH40_HIGHT12_ORIENTATION180_WINDOWSRATIO10%_SKYLIGHTRATIO30%.json
40 | 50 | 12 | 90 | 20% | 20% | 6000 | 28 | 18 | 1.0267 | 0.25667 | 45.3705 | 1.0312 | 46.4016 | WIDTH40_LENGTH40_HIGHT12_ORIENTATION180_WINDOWSRATIO10%_SKYLIGHTRATIO30%_3Dview.png | WIDTH40_LENGTH40_HIGHT12_ORIENTATION180_WINDOWSRATIO10%_SKYLIGHTRATIO30%.json
50 | 40 | 12 | 135 | 20% | 20% | 6000 | 18 | 28 | 1.0267 | 0.25667 | 45.2493 | 1.1004 | 46.3496 | WIDTH50_LENGTH40_HIGHT12_ORIENTATION180_WINDOWSRATIO10%_SKYLIGHTRATIO30%_3Dview.png | WIDTH50_LENGTH40_HIGHT12_ORIENTATION180_WINDOWSRATIO10%_SKYLIGHTRATIO30%.json
40 | 50 | 12 | 135 | 20% | 20% | 6000 | 28 | 18 | 1.0267 | 0.25667 | 45.2518 | 1.1051 | 46.3569 | WIDTH60_LENGTH40_HIGHT12_ORIENTATION180_WINDOWSRATIO10%_SKYLIGHTRATIO30%_3Dview.png | WIDTH60_LENGTH40_HIGHT12_ORIENTATION180_WINDOWSRATIO10%_SKYLIGHTRATIO30%.json
50 | 40 | 12 | 180 | 20% | 20% | 6000 | 18 | 28 | 1.0267 | 0.25667 | 45.3683 | 1.0327 | 46.4009 | WIDTH30_LENGTH50_HIGHT12_ORIENTATION180_WINDOWSRATIO10%_SKYLIGHTRATIO30%_3Dview.png | WIDTH30_LENGTH50_HIGHT12_ORIENTATION180_WINDOWSRATIO10%_SKYLIGHTRATIO30%.json
40 | 50 | 12 | 180 | 20% | 20% | 6000 | 28 | 18 | 1.0267 | 0.25667 | 45.3545 | 1.059 | 46.4136 | WIDTH40_LENGTH50_HIGHT12_ORIENTATION180_WINDOWSRATIO10%_SKYLIGHTRATIO30%_3Dview.png | WIDTH40_LENGTH50_HIGHT12_ORIENTATION180_WINDOWSRATIO10%_SKYLIGHTRATIO30%.json
50 | 40 | 12 | 225 | 20% | 20% | 6000 | 18 | 28 | 1.0267 | 0.25667 | 45.2594 | 1.1015 | 46.3609 | WIDTH50_LENGTH50_HIGHT12_ORIENTATION180_WINDOWSRATIO10%_SKYLIGHTRATIO30%_3Dview.png | WIDTH50_LENGTH50_HIGHT12_ORIENTATION180_WINDOWSRATIO10%_SKYLIGHTRATIO30%.json
40 | 50 | 12 | 225 | 20% | 20% | 6000 | 28 | 18 | 1.0267 | 0.25667 | 45.2427 | 1.1018 | 46.3445 | WIDTH60_LENGTH50_HIGHT12_ORIENTATION180_WINDOWSRATIO10%_SKYLIGHTRATIO30%_3Dview.png | WIDTH60_LENGTH50_HIGHT12_ORIENTATION180_WINDOWSRATIO10%_SKYLIGHTRATIO30%.json
50 | 40 | 12 | 270 | 20% | 20% | 6000 | 18 | 28 | 1.0267 | 0.25667 | 45.357 | 1.0582 | 46.4152 | WIDTH30_LENGTH60_HIGHT12_ORIENTATION180_WINDOWSRATIO10%_SKYLIGHTRATIO30%_3Dview.png | WIDTH30_LENGTH60_HIGHT12_ORIENTATION180_WINDOWSRATIO10%_SKYLIGHTRATIO30%.json
40 | 50 | 12 | 270 | 20% | 20% | 6000 | 28 | 18 | 1.0267 | 0.25667 | 45.3705 | 1.0312 | 46.4016 | WIDTH40_LENGTH60_HIGHT12_ORIENTATION180_WINDOWSRATIO10%_SKYLIGHTRATIO30%_3Dview.png | WIDTH40_LENGTH60_HIGHT12_ORIENTATION180_WINDOWSRATIO10%_SKYLIGHTRATIO30%.json
50 | 40 | 12 | 315 | 20% | 20% | 6000 | 18 | 28 | 1.0267 | 0.25667 | 45.2493 | 1.1004 | 46.3496 | WIDTH50_LENGTH60_HIGHT12_ORIENTATION180_WINDOWSRATIO10%_SKYLIGHTRATIO30%_3Dview.png | WIDTH50_LENGTH60_HIGHT12_ORIENTATION180_WINDOWSRATIO10%_SKYLIGHTRATIO30%.json
40 | 50 | 12 | 315 | 20% | 20% | 6000 | 28 | 18 | 1.0267 | 0.25667 | 45.2515 | 1.1027 | 46.3542 | WIDTH60_LENGTH60_HIGHT12_ORIENTATION180_WINDOWSRATIO10%_SKYLIGHTRATIO30%_3Dview.png | WIDTH60_LENGTH60_HIGHT12_ORIENTATION180_WINDOWSRATIO10%_SKYLIGHTRATIO30%.json
50 | 40 | 12 | 0 | 30% | 20% | 6000 | 18 | 28 | 1.0267 | 0.25667 | 46.0492 | 0.86042 | 46.9096 | WIDTH30_LENGTH30_HIGHT16_ORIENTATION180_WINDOWSRATIO10%_SKYLIGHTRATIO30%_3Dview.png | WIDTH30_LENGTH30_HIGHT16_ORIENTATION180_WINDOWSRATIO10%_SKYLIGHTRATIO30%.json
40 | 50 | 12 | 0 | 30% | 20% | 6000 | 28 | 18 | 1.0267 | 0.25667 | 46.0217 | 0.89143 | 46.9131 | WIDTH40_LENGTH30_HIGHT16_ORIENTATION180_WINDOWSRATIO10%_SKYLIGHTRATIO30%_3Dview.png | WIDTH40_LENGTH30_HIGHT16_ORIENTATION180_WINDOWSRATIO10%_SKYLIGHTRATIO30%.json
50 | 40 | 12 | 45 | 30% | 20% | 6000 | 18 | 28 | 1.0267 | 0.25667 | 45.9201 | 0.9369 | 46.857 | WIDTH50_LENGTH30_HIGHT16_ORIENTATION180_WINDOWSRATIO10%_SKYLIGHTRATIO30%_3Dview.png | WIDTH50_LENGTH30_HIGHT16_ORIENTATION180_WINDOWSRATIO10%_SKYLIGHTRATIO30%.json
40 | 50 | 12 | 45 | 30% | 20% | 6000 | 28 | 18 | 1.0267 | 0.25667 | 45.9102 | 0.93838 | 46.8486 | WIDTH60_LENGTH30_HIGHT16_ORIENTATION180_WINDOWSRATIO10%_SKYLIGHTRATIO30%_3Dview.png | WIDTH60_LENGTH30_HIGHT16_ORIENTATION180_WINDOWSRATIO10%_SKYLIGHTRATIO30%.json
50 | 40 | 12 | 90 | 30% | 20% | 6000 | 18 | 28 | 1.0267 | 0.25667 | 46.0222 | 0.89064 | 46.9128 | WIDTH30_LENGTH40_HIGHT16_ORIENTATION180_WINDOWSRATIO10%_SKYLIGHTRATIO30%_3Dview.png | WIDTH30_LENGTH40_HIGHT16_ORIENTATION180_WINDOWSRATIO10%_SKYLIGHTRATIO30%.json
40 | 50 | 12 | 90 | 30% | 20% | 6000 | 28 | 18 | 1.0267 | 0.25667 | 46.0513 | 0.85982 | 46.9112 | WIDTH40_LENGTH40_HIGHT16_ORIENTATION180_WINDOWSRATIO10%_SKYLIGHTRATIO30%_3Dview.png | WIDTH40_LENGTH40_HIGHT16_ORIENTATION180_WINDOWSRATIO10%_SKYLIGHTRATIO30%.json
50 | 40 | 12 | 135 | 30% | 20% | 6000 | 18 | 28 | 1.0267 | 0.25667 | 45.9154 | 0.937 | 46.8524 | WIDTH50_LENGTH40_HIGHT16_ORIENTATION180_WINDOWSRATIO10%_SKYLIGHTRATIO30%_3Dview.png | WIDTH50_LENGTH40_HIGHT16_ORIENTATION180_WINDOWSRATIO10%_SKYLIGHTRATIO30%.json
40 | 50 | 12 | 135 | 30% | 20% | 6000 | 28 | 18 | 1.0267 | 0.25667 | 45.9149 | 0.9416 | 46.8566 | WIDTH60_LENGTH40_HIGHT16_ORIENTATION180_WINDOWSRATIO10%_SKYLIGHTRATIO30%_3Dview.png | WIDTH60_LENGTH40_HIGHT16_ORIENTATION180_WINDOWSRATIO10%_SKYLIGHTRATIO30%.json
50 | 40 | 12 | 180 | 30% | 20% | 6000 | 18 | 28 | 1.0267 | 0.25667 | 46.0492 | 0.86042 | 46.9096 | WIDTH30_LENGTH50_HIGHT16_ORIENTATION180_WINDOWSRATIO10%_SKYLIGHTRATIO30%_3Dview.png | WIDTH30_LENGTH50_HIGHT16_ORIENTATION180_WINDOWSRATIO10%_SKYLIGHTRATIO30%.json
40 | 50 | 12 | 180 | 30% | 20% | 6000 | 28 | 18 | 1.0267 | 0.25667 | 46.0217 | 0.89143 | 46.9131 | WIDTH40_LENGTH50_HIGHT16_ORIENTATION180_WINDOWSRATIO10%_SKYLIGHTRATIO30%_3Dview.png | WIDTH40_LENGTH50_HIGHT16_ORIENTATION180_WINDOWSRATIO10%_SKYLIGHTRATIO30%.json
50 | 40 | 12 | 225 | 30% | 20% | 6000 | 18 | 28 | 1.0267 | 0.25667 | 45.9201 | 0.9369 | 46.857 | WIDTH50_LENGTH50_HIGHT16_ORIENTATION180_WINDOWSRATIO10%_SKYLIGHTRATIO30%_3Dview.png | WIDTH50_LENGTH50_HIGHT16_ORIENTATION180_WINDOWSRATIO10%_SKYLIGHTRATIO30%.json
40 | 50 | 12 | 225 | 30% | 20% | 6000 | 28 | 18 | 1.0267 | 0.25667 | 45.9101 | 0.93827 | 46.8483 | WIDTH60_LENGTH50_HIGHT16_ORIENTATION180_WINDOWSRATIO10%_SKYLIGHTRATIO30%_3Dview.png | WIDTH60_LENGTH50_HIGHT16_ORIENTATION180_WINDOWSRATIO10%_SKYLIGHTRATIO30%.json
50 | 40 | 12 | 270 | 30% | 20% | 6000 | 18 | 28 | 1.0267 | 0.25667 | 46.0222 | 0.89064 | 46.9128 | WIDTH30_LENGTH60_HIGHT16_ORIENTATION180_WINDOWSRATIO10%_SKYLIGHTRATIO30%_3Dview.png | WIDTH30_LENGTH60_HIGHT16_ORIENTATION180_WINDOWSRATIO10%_SKYLIGHTRATIO30%.json
40 | 50 | 12 | 270 | 30% | 20% | 6000 | 28 | 18 | 1.0267 | 0.25667 | 46.0513 | 0.85982 | 46.9112 | WIDTH40_LENGTH60_HIGHT16_ORIENTATION180_WINDOWSRATIO10%_SKYLIGHTRATIO30%_3Dview.png | WIDTH40_LENGTH60_HIGHT16_ORIENTATION180_WINDOWSRATIO10%_SKYLIGHTRATIO30%.json
50 | 40 | 12 | 315 | 30% | 20% | 6000 | 18 | 28 | 1.0267 | 0.25667 | 45.9154 | 0.937 | 46.8524 | WIDTH50_LENGTH60_HIGHT16_ORIENTATION180_WINDOWSRATIO10%_SKYLIGHTRATIO30%_3Dview.png | WIDTH50_LENGTH60_HIGHT16_ORIENTATION180_WINDOWSRATIO10%_SKYLIGHTRATIO30%.json
40 | 50 | 12 | 315 | 30% | 20% | 6000 | 28 | 18 | 1.0267 | 0.25667 | 45.9146 | 0.93927 | 46.8539 | WIDTH60_LENGTH60_HIGHT16_ORIENTATION180_WINDOWSRATIO10%_SKYLIGHTRATIO30%_3Dview.png | WIDTH60_LENGTH60_HIGHT16_ORIENTATION180_WINDOWSRATIO10%_SKYLIGHTRATIO30%.json
50 | 40 | 12 | 0 | 40% | 20% | 6000 | 18 | 28 | 1.0267 | 0.25667 | 46.5678 | 0.72508 | 47.2929 | WIDTH30_LENGTH30_HIGHT8_ORIENTATION225_WINDOWSRATIO10%_SKYLIGHTRATIO30%_3Dview.png | WIDTH30_LENGTH30_HIGHT8_ORIENTATION225_WINDOWSRATIO10%_SKYLIGHTRATIO30%.json
40 | 50 | 12 | 0 | 40% | 20% | 6000 | 28 | 18 | 1.0267 | 0.25667 | 46.521 | 0.7552 | 47.2762 | WIDTH40_LENGTH30_HIGHT8_ORIENTATION225_WINDOWSRATIO10%_SKYLIGHTRATIO30%_3Dview.png | WIDTH40_LENGTH30_HIGHT8_ORIENTATION225_WINDOWSRATIO10%_SKYLIGHTRATIO30%.json
50 | 40 | 12 | 45 | 40% | 20% | 6000 | 18 | 28 | 1.0267 | 0.25667 | 46.4214 | 0.79987 | 47.2213 | WIDTH50_LENGTH30_HIGHT8_ORIENTATION225_WINDOWSRATIO10%_SKYLIGHTRATIO30%_3Dview.png | WIDTH50_LENGTH30_HIGHT8_ORIENTATION225_WINDOWSRATIO10%_SKYLIGHTRATIO30%.json
40 | 50 | 12 | 45 | 40% | 20% | 6000 | 28 | 18 | 1.0267 | 0.25667 | 46.418 | 0.80118 | 47.2192 | WIDTH60_LENGTH30_HIGHT8_ORIENTATION225_WINDOWSRATIO10%_SKYLIGHTRATIO30%_3Dview.png | WIDTH60_LENGTH30_HIGHT8_ORIENTATION225_WINDOWSRATIO10%_SKYLIGHTRATIO30%.json
50 | 40 | 12 | 90 | 40% | 20% | 6000 | 18 | 28 | 1.0267 | 0.25667 | 46.5213 | 0.75436 | 47.2756 | WIDTH30_LENGTH40_HIGHT8_ORIENTATION225_WINDOWSRATIO10%_SKYLIGHTRATIO30%_3Dview.png | WIDTH30_LENGTH40_HIGHT8_ORIENTATION225_WINDOWSRATIO10%_SKYLIGHTRATIO30%.json
40 | 50 | 12 | 90 | 40% | 20% | 6000 | 28 | 18 | 1.0267 | 0.25667 | 46.5699 | 0.72356 | 47.2935 | WIDTH40_LENGTH40_HIGHT8_ORIENTATION225_WINDOWSRATIO10%_SKYLIGHTRATIO30%_3Dview.png | WIDTH40_LENGTH40_HIGHT8_ORIENTATION225_WINDOWSRATIO10%_SKYLIGHTRATIO30%.json
50 | 40 | 12 | 135 | 40% | 20% | 6000 | 18 | 28 | 1.0267 | 0.25667 | 46.4224 | 0.79985 | 47.2223 | WIDTH50_LENGTH40_HIGHT8_ORIENTATION225_WINDOWSRATIO10%_SKYLIGHTRATIO30%_3Dview.png | WIDTH50_LENGTH40_HIGHT8_ORIENTATION225_WINDOWSRATIO10%_SKYLIGHTRATIO30%.json
40 | 50 | 12 | 135 | 40% | 20% | 6000 | 28 | 18 | 1.0267 | 0.25667 | 46.4149 | 0.80388 | 47.2188 | WIDTH60_LENGTH40_HIGHT8_ORIENTATION225_WINDOWSRATIO10%_SKYLIGHTRATIO30%_3Dview.png | WIDTH60_LENGTH40_HIGHT8_ORIENTATION225_WINDOWSRATIO10%_SKYLIGHTRATIO30%.json
50 | 40 | 12 | 180 | 40% | 20% | 6000 | 18 | 28 | 1.0267 | 0.25667 | 46.5678 | 0.72508 | 47.2929 | WIDTH30_LENGTH50_HIGHT8_ORIENTATION225_WINDOWSRATIO10%_SKYLIGHTRATIO30%_3Dview.png | WIDTH30_LENGTH50_HIGHT8_ORIENTATION225_WINDOWSRATIO10%_SKYLIGHTRATIO30%.json
40 | 50 | 12 | 180 | 40% | 20% | 6000 | 28 | 18 | 1.0267 | 0.25667 | 46.521 | 0.7552 | 47.2762 | WIDTH40_LENGTH50_HIGHT8_ORIENTATION225_WINDOWSRATIO10%_SKYLIGHTRATIO30%_3Dview.png | WIDTH40_LENGTH50_HIGHT8_ORIENTATION225_WINDOWSRATIO10%_SKYLIGHTRATIO30%.json
50 | 40 | 12 | 225 | 40% | 20% | 6000 | 18 | 28 | 1.0267 | 0.25667 | 46.4214 | 0.79987 | 47.2213 | WIDTH50_LENGTH50_HIGHT8_ORIENTATION225_WINDOWSRATIO10%_SKYLIGHTRATIO30%_3Dview.png | WIDTH50_LENGTH50_HIGHT8_ORIENTATION225_WINDOWSRATIO10%_SKYLIGHTRATIO30%.json
40 | 50 | 12 | 225 | 40% | 20% | 6000 | 28 | 18 | 1.0267 | 0.25667 | 46.4179 | 0.80106 | 47.219 | WIDTH60_LENGTH50_HIGHT8_ORIENTATION225_WINDOWSRATIO10%_SKYLIGHTRATIO30%_3Dview.png | WIDTH60_LENGTH50_HIGHT8_ORIENTATION225_WINDOWSRATIO10%_SKYLIGHTRATIO30%.json
50 | 40 | 12 | 270 | 40% | 20% | 6000 | 18 | 28 | 1.0267 | 0.25667 | 46.5213 | 0.75436 | 47.2756 | WIDTH30_LENGTH60_HIGHT8_ORIENTATION225_WINDOWSRATIO10%_SKYLIGHTRATIO30%_3Dview.png | WIDTH30_LENGTH60_HIGHT8_ORIENTATION225_WINDOWSRATIO10%_SKYLIGHTRATIO30%.json
40 | 50 | 12 | 270 | 40% | 20% | 6000 | 28 | 18 | 1.0267 | 0.25667 | 46.5699 | 0.72356 | 47.2935 | WIDTH40_LENGTH60_HIGHT8_ORIENTATION225_WINDOWSRATIO10%_SKYLIGHTRATIO30%_3Dview.png | WIDTH40_LENGTH60_HIGHT8_ORIENTATION225_WINDOWSRATIO10%_SKYLIGHTRATIO30%.json
50 | 40 | 12 | 315 | 40% | 20% | 6000 | 18 | 28 | 1.0267 | 0.25667 | 46.4224 | 0.79985 | 47.2223 | WIDTH50_LENGTH60_HIGHT8_ORIENTATION225_WINDOWSRATIO10%_SKYLIGHTRATIO30%_3Dview.png | WIDTH50_LENGTH60_HIGHT8_ORIENTATION225_WINDOWSRATIO10%_SKYLIGHTRATIO30%.json
40 | 50 | 12 | 315 | 40% | 20% | 6000 | 28 | 18 | 1.0267 | 0.25667 | 46.4155 | 0.80229 | 47.2178 | WIDTH60_LENGTH60_HIGHT8_ORIENTATION225_WINDOWSRATIO10%_SKYLIGHTRATIO30%_3Dview.png | WIDTH60_LENGTH60_HIGHT8_ORIENTATION225_WINDOWSRATIO10%_SKYLIGHTRATIO30%.json
50 | 40 | 12 | 0 | 10% | 30% | 6000 | 18 | 28 | 1.0267 | 0.25667 | 46.4788 | 1.1772 | 47.656 | WIDTH30_LENGTH30_HIGHT12_ORIENTATION225_WINDOWSRATIO10%_SKYLIGHTRATIO30%_3Dview.png | WIDTH30_LENGTH30_HIGHT12_ORIENTATION225_WINDOWSRATIO10%_SKYLIGHTRATIO30%.json
40 | 50 | 12 | 0 | 10% | 30% | 6000 | 28 | 18 | 1.0267 | 0.25667 | 46.4748 | 1.1972 | 47.672 | WIDTH40_LENGTH30_HIGHT12_ORIENTATION225_WINDOWSRATIO10%_SKYLIGHTRATIO30%_3Dview.png | WIDTH40_LENGTH30_HIGHT12_ORIENTATION225_WINDOWSRATIO10%_SKYLIGHTRATIO30%.json
50 | 40 | 12 | 45 | 10% | 30% | 6000 | 18 | 28 | 1.0267 | 0.25667 | 46.3902 | 1.2343 | 47.6245 | WIDTH50_LENGTH30_HIGHT12_ORIENTATION225_WINDOWSRATIO10%_SKYLIGHTRATIO30%_3Dview.png | WIDTH50_LENGTH30_HIGHT12_ORIENTATION225_WINDOWSRATIO10%_SKYLIGHTRATIO30%.json
40 | 50 | 12 | 45 | 10% | 30% | 6000 | 28 | 18 | 1.0267 | 0.25667 | 46.3618 | 1.2407 | 47.6025 | WIDTH60_LENGTH30_HIGHT12_ORIENTATION225_WINDOWSRATIO10%_SKYLIGHTRATIO30%_3Dview.png | WIDTH60_LENGTH30_HIGHT12_ORIENTATION225_WINDOWSRATIO10%_SKYLIGHTRATIO30%.json
50 | 40 | 12 | 90 | 10% | 30% | 6000 | 18 | 28 | 1.0267 | 0.25667 | 46.4762 | 1.1947 | 47.6709 | WIDTH30_LENGTH40_HIGHT12_ORIENTATION225_WINDOWSRATIO10%_SKYLIGHTRATIO30%_3Dview.png | WIDTH30_LENGTH40_HIGHT12_ORIENTATION225_WINDOWSRATIO10%_SKYLIGHTRATIO30%.json
40 | 50 | 12 | 90 | 10% | 30% | 6000 | 28 | 18 | 1.0267 | 0.25667 | 46.4805 | 1.176 | 47.6564 | WIDTH40_LENGTH40_HIGHT12_ORIENTATION225_WINDOWSRATIO10%_SKYLIGHTRATIO30%_3Dview.png | WIDTH40_LENGTH40_HIGHT12_ORIENTATION225_WINDOWSRATIO10%_SKYLIGHTRATIO30%.json
50 | 40 | 12 | 135 | 10% | 30% | 6000 | 18 | 28 | 1.0267 | 0.25667 | 46.3597 | 1.2412 | 47.6008 | WIDTH50_LENGTH40_HIGHT12_ORIENTATION225_WINDOWSRATIO10%_SKYLIGHTRATIO30%_3Dview.png | WIDTH50_LENGTH40_HIGHT12_ORIENTATION225_WINDOWSRATIO10%_SKYLIGHTRATIO30%.json
40 | 50 | 12 | 135 | 10% | 30% | 6000 | 28 | 18 | 1.0267 | 0.25667 | 46.3704 | 1.2439 | 47.6144 | WIDTH60_LENGTH40_HIGHT12_ORIENTATION225_WINDOWSRATIO10%_SKYLIGHTRATIO30%_3Dview.png | WIDTH60_LENGTH40_HIGHT12_ORIENTATION225_WINDOWSRATIO10%_SKYLIGHTRATIO30%.json
50 | 40 | 12 | 180 | 10% | 30% | 6000 | 18 | 28 | 1.0267 | 0.25667 | 46.4788 | 1.1772 | 47.656 | WIDTH30_LENGTH50_HIGHT12_ORIENTATION225_WINDOWSRATIO10%_SKYLIGHTRATIO30%_3Dview.png | WIDTH30_LENGTH50_HIGHT12_ORIENTATION225_WINDOWSRATIO10%_SKYLIGHTRATIO30%.json
40 | 50 | 12 | 180 | 10% | 30% | 6000 | 28 | 18 | 1.0267 | 0.25667 | 46.4748 | 1.1972 | 47.672 | WIDTH40_LENGTH50_HIGHT12_ORIENTATION225_WINDOWSRATIO10%_SKYLIGHTRATIO30%_3Dview.png | WIDTH40_LENGTH50_HIGHT12_ORIENTATION225_WINDOWSRATIO10%_SKYLIGHTRATIO30%.json
50 | 40 | 12 | 225 | 10% | 30% | 6000 | 18 | 28 | 1.0267 | 0.25667 | 46.3498 | 1.2475 | 47.5973 | WIDTH50_LENGTH50_HIGHT12_ORIENTATION225_WINDOWSRATIO10%_SKYLIGHTRATIO30%_3Dview.png | WIDTH50_LENGTH50_HIGHT12_ORIENTATION225_WINDOWSRATIO10%_SKYLIGHTRATIO30%.json
40 | 50 | 12 | 225 | 10% | 30% | 6000 | 28 | 18 | 1.0267 | 0.25667 | 46.3615 | 1.2403 | 47.6018 | WIDTH60_LENGTH50_HIGHT12_ORIENTATION225_WINDOWSRATIO10%_SKYLIGHTRATIO30%_3Dview.png | WIDTH60_LENGTH50_HIGHT12_ORIENTATION225_WINDOWSRATIO10%_SKYLIGHTRATIO30%.json
50 | 40 | 12 | 270 | 10% | 30% | 6000 | 18 | 28 | 1.0267 | 0.25667 | 46.4762 | 1.1947 | 47.6709 | WIDTH30_LENGTH60_HIGHT12_ORIENTATION225_WINDOWSRATIO10%_SKYLIGHTRATIO30%_3Dview.png | WIDTH30_LENGTH60_HIGHT12_ORIENTATION225_WINDOWSRATIO10%_SKYLIGHTRATIO30%.json
40 | 50 | 12 | 270 | 10% | 30% | 6000 | 28 | 18 | 1.0267 | 0.25667 | 46.4805 | 1.176 | 47.6564 | WIDTH40_LENGTH60_HIGHT12_ORIENTATION225_WINDOWSRATIO10%_SKYLIGHTRATIO30%_3Dview.png | WIDTH40_LENGTH60_HIGHT12_ORIENTATION225_WINDOWSRATIO10%_SKYLIGHTRATIO30%.json
50 | 40 | 12 | 315 | 10% | 30% | 6000 | 18 | 28 | 1.0267 | 0.25667 | 46.3864 | 1.2309 | 47.6173 | WIDTH50_LENGTH60_HIGHT12_ORIENTATION225_WINDOWSRATIO10%_SKYLIGHTRATIO30%_3Dview.png | WIDTH50_LENGTH60_HIGHT12_ORIENTATION225_WINDOWSRATIO10%_SKYLIGHTRATIO30%.json
40 | 50 | 12 | 315 | 10% | 30% | 6000 | 28 | 18 | 1.0267 | 0.25667 | 46.3885 | 1.2343 | 47.6228 | WIDTH60_LENGTH60_HIGHT12_ORIENTATION225_WINDOWSRATIO10%_SKYLIGHTRATIO30%_3Dview.png | WIDTH60_LENGTH60_HIGHT12_ORIENTATION225_WINDOWSRATIO10%_SKYLIGHTRATIO30%.json
50 | 40 | 12 | 0 | 20% | 30% | 6000 | 18 | 28 | 1.0267 | 0.25667 | 47.3063 | 0.97279 | 48.2791 | WIDTH30_LENGTH30_HIGHT16_ORIENTATION225_WINDOWSRATIO10%_SKYLIGHTRATIO30%_3Dview.png | WIDTH30_LENGTH30_HIGHT16_ORIENTATION225_WINDOWSRATIO10%_SKYLIGHTRATIO30%.json
40 | 50 | 12 | 0 | 20% | 30% | 6000 | 28 | 18 | 1.0267 | 0.25667 | 47.2908 | 0.99671 | 48.2876 | WIDTH40_LENGTH30_HIGHT16_ORIENTATION225_WINDOWSRATIO10%_SKYLIGHTRATIO30%_3Dview.png | WIDTH40_LENGTH30_HIGHT16_ORIENTATION225_WINDOWSRATIO10%_SKYLIGHTRATIO30%.json
50 | 40 | 12 | 45 | 20% | 30% | 6000 | 18 | 28 | 1.0267 | 0.25667 | 47.1974 | 1.0386 | 48.236 | WIDTH50_LENGTH30_HIGHT16_ORIENTATION225_WINDOWSRATIO10%_SKYLIGHTRATIO30%_3Dview.png | WIDTH50_LENGTH30_HIGHT16_ORIENTATION225_WINDOWSRATIO10%_SKYLIGHTRATIO30%.json
40 | 50 | 12 | 45 | 20% | 30% | 6000 | 28 | 18 | 1.0267 | 0.25667 | 47.1766 | 1.0444 | 48.221 | WIDTH60_LENGTH30_HIGHT16_ORIENTATION225_WINDOWSRATIO10%_SKYLIGHTRATIO30%_3Dview.png | WIDTH60_LENGTH30_HIGHT16_ORIENTATION225_WINDOWSRATIO10%_SKYLIGHTRATIO30%.json
50 | 40 | 12 | 90 | 20% | 30% | 6000 | 18 | 28 | 1.0267 | 0.25667 | 47.2904 | 0.99568 | 48.286 | WIDTH30_LENGTH40_HIGHT16_ORIENTATION225_WINDOWSRATIO10%_SKYLIGHTRATIO30%_3Dview.png | WIDTH30_LENGTH40_HIGHT16_ORIENTATION225_WINDOWSRATIO10%_SKYLIGHTRATIO30%.json
40 | 50 | 12 | 90 | 20% | 30% | 6000 | 28 | 18 | 1.0267 | 0.25667 | 47.308 | 0.97141 | 48.2795 | WIDTH40_LENGTH40_HIGHT16_ORIENTATION225_WINDOWSRATIO10%_SKYLIGHTRATIO30%_3Dview.png | WIDTH40_LENGTH40_HIGHT16_ORIENTATION225_WINDOWSRATIO10%_SKYLIGHTRATIO30%.json
50 | 40 | 12 | 135 | 20% | 30% | 6000 | 18 | 28 | 1.0267 | 0.25667 | 47.1725 | 1.0436 | 48.2161 | WIDTH50_LENGTH40_HIGHT16_ORIENTATION225_WINDOWSRATIO10%_SKYLIGHTRATIO30%_3Dview.png | WIDTH50_LENGTH40_HIGHT16_ORIENTATION225_WINDOWSRATIO10%_SKYLIGHTRATIO30%.json
40 | 50 | 12 | 135 | 20% | 30% | 6000 | 28 | 18 | 1.0267 | 0.25667 | 47.1805 | 1.0463 | 48.2268 | WIDTH60_LENGTH40_HIGHT16_ORIENTATION225_WINDOWSRATIO10%_SKYLIGHTRATIO30%_3Dview.png | WIDTH60_LENGTH40_HIGHT16_ORIENTATION225_WINDOWSRATIO10%_SKYLIGHTRATIO30%.json
50 | 40 | 12 | 180 | 20% | 30% | 6000 | 18 | 28 | 1.0267 | 0.25667 | 47.3063 | 0.97279 | 48.2791 | WIDTH30_LENGTH50_HIGHT16_ORIENTATION225_WINDOWSRATIO10%_SKYLIGHTRATIO30%_3Dview.png | WIDTH30_LENGTH50_HIGHT16_ORIENTATION225_WINDOWSRATIO10%_SKYLIGHTRATIO30%.json
40 | 50 | 12 | 180 | 20% | 30% | 6000 | 28 | 18 | 1.0267 | 0.25667 | 47.2908 | 0.99671 | 48.2876 | WIDTH40_LENGTH50_HIGHT16_ORIENTATION225_WINDOWSRATIO10%_SKYLIGHTRATIO30%_3Dview.png | WIDTH40_LENGTH50_HIGHT16_ORIENTATION225_WINDOWSRATIO10%_SKYLIGHTRATIO30%.json
50 | 40 | 12 | 225 | 20% | 30% | 6000 | 18 | 28 | 1.0267 | 0.25667 | 47.1675 | 1.0503 | 48.2178 | WIDTH50_LENGTH50_HIGHT16_ORIENTATION225_WINDOWSRATIO10%_SKYLIGHTRATIO30%_3Dview.png | WIDTH50_LENGTH50_HIGHT16_ORIENTATION225_WINDOWSRATIO10%_SKYLIGHTRATIO30%.json
40 | 50 | 12 | 225 | 20% | 30% | 6000 | 28 | 18 | 1.0267 | 0.25667 | 47.1761 | 1.044 | 48.2201 | WIDTH60_LENGTH50_HIGHT16_ORIENTATION225_WINDOWSRATIO10%_SKYLIGHTRATIO30%_3Dview.png | WIDTH60_LENGTH50_HIGHT16_ORIENTATION225_WINDOWSRATIO10%_SKYLIGHTRATIO30%.json
50 | 40 | 12 | 270 | 20% | 30% | 6000 | 18 | 28 | 1.0267 | 0.25667 | 47.2904 | 0.99568 | 48.286 | WIDTH30_LENGTH60_HIGHT16_ORIENTATION225_WINDOWSRATIO10%_SKYLIGHTRATIO30%_3Dview.png | WIDTH30_LENGTH60_HIGHT16_ORIENTATION225_WINDOWSRATIO10%_SKYLIGHTRATIO30%.json
40 | 50 | 12 | 270 | 20% | 30% | 6000 | 28 | 18 | 1.0267 | 0.25667 | 47.308 | 0.97141 | 48.2795 | WIDTH40_LENGTH60_HIGHT16_ORIENTATION225_WINDOWSRATIO10%_SKYLIGHTRATIO30%_3Dview.png | WIDTH40_LENGTH60_HIGHT16_ORIENTATION225_WINDOWSRATIO10%_SKYLIGHTRATIO30%.json
50 | 40 | 12 | 315 | 20% | 30% | 6000 | 18 | 28 | 1.0267 | 0.25667 | 47.1939 | 1.0345 | 48.2283 | WIDTH50_LENGTH60_HIGHT16_ORIENTATION225_WINDOWSRATIO10%_SKYLIGHTRATIO30%_3Dview.png | WIDTH50_LENGTH60_HIGHT16_ORIENTATION225_WINDOWSRATIO10%_SKYLIGHTRATIO30%.json
40 | 50 | 12 | 315 | 20% | 30% | 6000 | 28 | 18 | 1.0267 | 0.25667 | 47.1961 | 1.0384 | 48.2345 | WIDTH60_LENGTH60_HIGHT16_ORIENTATION225_WINDOWSRATIO10%_SKYLIGHTRATIO30%_3Dview.png | WIDTH60_LENGTH60_HIGHT16_ORIENTATION225_WINDOWSRATIO10%_SKYLIGHTRATIO30%.json
50 | 40 | 12 | 0 | 30% | 30% | 6000 | 18 | 28 | 1.0267 | 0.25667 | 47.9507 | 0.8051 | 48.7558 | WIDTH30_LENGTH30_HIGHT8_ORIENTATION270_WINDOWSRATIO10%_SKYLIGHTRATIO30%_3Dview.png | WIDTH30_LENGTH30_HIGHT8_ORIENTATION270_WINDOWSRATIO10%_SKYLIGHTRATIO30%.json
40 | 50 | 12 | 0 | 30% | 30% | 6000 | 28 | 18 | 1.0267 | 0.25667 | 47.9214 | 0.83296 | 48.7543 | WIDTH40_LENGTH30_HIGHT8_ORIENTATION270_WINDOWSRATIO10%_SKYLIGHTRATIO30%_3Dview.png | WIDTH40_LENGTH30_HIGHT8_ORIENTATION270_WINDOWSRATIO10%_SKYLIGHTRATIO30%.json
50 | 40 | 12 | 45 | 30% | 30% | 6000 | 18 | 28 | 1.0267 | 0.25667 | 47.8254 | 0.87757 | 48.703 | WIDTH50_LENGTH30_HIGHT8_ORIENTATION270_WINDOWSRATIO10%_SKYLIGHTRATIO30%_3Dview.png | WIDTH50_LENGTH30_HIGHT8_ORIENTATION270_WINDOWSRATIO10%_SKYLIGHTRATIO30%.json
40 | 50 | 12 | 45 | 30% | 30% | 6000 | 28 | 18 | 1.0267 | 0.25667 | 47.8078 | 0.88511 | 48.6929 | WIDTH60_LENGTH30_HIGHT8_ORIENTATION270_WINDOWSRATIO10%_SKYLIGHTRATIO30%_3Dview.png | WIDTH60_LENGTH30_HIGHT8_ORIENTATION270_WINDOWSRATIO10%_SKYLIGHTRATIO30%.json
50 | 40 | 12 | 90 | 30% | 30% | 6000 | 18 | 28 | 1.0267 | 0.25667 | 47.9221 | 0.83214 | 48.7542 | WIDTH30_LENGTH40_HIGHT8_ORIENTATION270_WINDOWSRATIO10%_SKYLIGHTRATIO30%_3Dview.png | WIDTH30_LENGTH40_HIGHT8_ORIENTATION270_WINDOWSRATIO10%_SKYLIGHTRATIO30%.json
40 | 50 | 12 | 90 | 30% | 30% | 6000 | 28 | 18 | 1.0267 | 0.25667 | 47.9522 | 0.80267 | 48.7549 | WIDTH40_LENGTH40_HIGHT8_ORIENTATION270_WINDOWSRATIO10%_SKYLIGHTRATIO30%_3Dview.png | WIDTH40_LENGTH40_HIGHT8_ORIENTATION270_WINDOWSRATIO10%_SKYLIGHTRATIO30%.json
50 | 40 | 12 | 135 | 30% | 30% | 6000 | 18 | 28 | 1.0267 | 0.25667 | 47.8056 | 0.88505 | 48.6906 | WIDTH50_LENGTH40_HIGHT8_ORIENTATION270_WINDOWSRATIO10%_SKYLIGHTRATIO30%_3Dview.png | WIDTH50_LENGTH40_HIGHT8_ORIENTATION270_WINDOWSRATIO10%_SKYLIGHTRATIO30%.json
40 | 50 | 12 | 135 | 30% | 30% | 6000 | 28 | 18 | 1.0267 | 0.25667 | 47.8054 | 0.88781 | 48.6932 | WIDTH60_LENGTH40_HIGHT8_ORIENTATION270_WINDOWSRATIO10%_SKYLIGHTRATIO30%_3Dview.png | WIDTH60_LENGTH40_HIGHT8_ORIENTATION270_WINDOWSRATIO10%_SKYLIGHTRATIO30%.json
50 | 40 | 12 | 180 | 30% | 30% | 6000 | 18 | 28 | 1.0267 | 0.25667 | 47.9507 | 0.8051 | 48.7558 | WIDTH30_LENGTH50_HIGHT8_ORIENTATION270_WINDOWSRATIO10%_SKYLIGHTRATIO30%_3Dview.png | WIDTH30_LENGTH50_HIGHT8_ORIENTATION270_WINDOWSRATIO10%_SKYLIGHTRATIO30%.json
40 | 50 | 12 | 180 | 30% | 30% | 6000 | 28 | 18 | 1.0267 | 0.25667 | 47.9214 | 0.83296 | 48.7543 | WIDTH40_LENGTH50_HIGHT8_ORIENTATION270_WINDOWSRATIO10%_SKYLIGHTRATIO30%_3Dview.png | WIDTH40_LENGTH50_HIGHT8_ORIENTATION270_WINDOWSRATIO10%_SKYLIGHTRATIO30%.json
50 | 40 | 12 | 225 | 30% | 30% | 6000 | 18 | 28 | 1.0267 | 0.25667 | 47.7943 | 0.89093 | 48.6853 | WIDTH50_LENGTH50_HIGHT8_ORIENTATION270_WINDOWSRATIO10%_SKYLIGHTRATIO30%_3Dview.png | WIDTH50_LENGTH50_HIGHT8_ORIENTATION270_WINDOWSRATIO10%_SKYLIGHTRATIO30%.json
40 | 50 | 12 | 225 | 30% | 30% | 6000 | 28 | 18 | 1.0267 | 0.25667 | 47.8074 | 0.88469 | 48.6921 | WIDTH60_LENGTH50_HIGHT8_ORIENTATION270_WINDOWSRATIO10%_SKYLIGHTRATIO30%_3Dview.png | WIDTH60_LENGTH50_HIGHT8_ORIENTATION270_WINDOWSRATIO10%_SKYLIGHTRATIO30%.json
50 | 40 | 12 | 270 | 30% | 30% | 6000 | 18 | 28 | 1.0267 | 0.25667 | 47.9221 | 0.83214 | 48.7542 | WIDTH30_LENGTH60_HIGHT8_ORIENTATION270_WINDOWSRATIO10%_SKYLIGHTRATIO30%_3Dview.png | WIDTH30_LENGTH60_HIGHT8_ORIENTATION270_WINDOWSRATIO10%_SKYLIGHTRATIO30%.json
40 | 50 | 12 | 270 | 30% | 30% | 6000 | 28 | 18 | 1.0267 | 0.25667 | 47.9522 | 0.80267 | 48.7549 | WIDTH40_LENGTH60_HIGHT8_ORIENTATION270_WINDOWSRATIO10%_SKYLIGHTRATIO30%_3Dview.png | WIDTH40_LENGTH60_HIGHT8_ORIENTATION270_WINDOWSRATIO10%_SKYLIGHTRATIO30%.json
50 | 40 | 12 | 315 | 30% | 30% | 6000 | 18 | 28 | 1.0267 | 0.25667 | 47.8273 | 0.87421 | 48.7015 | WIDTH50_LENGTH60_HIGHT8_ORIENTATION270_WINDOWSRATIO10%_SKYLIGHTRATIO30%_3Dview.png | WIDTH50_LENGTH60_HIGHT8_ORIENTATION270_WINDOWSRATIO10%_SKYLIGHTRATIO30%.json
40 | 50 | 12 | 315 | 30% | 30% | 6000 | 28 | 18 | 1.0267 | 0.25667 | 47.8242 | 0.8772 | 48.7014 | WIDTH60_LENGTH60_HIGHT8_ORIENTATION270_WINDOWSRATIO10%_SKYLIGHTRATIO30%_3Dview.png | WIDTH60_LENGTH60_HIGHT8_ORIENTATION270_WINDOWSRATIO10%_SKYLIGHTRATIO30%.json
50 | 40 | 12 | 0 | 40% | 30% | 6000 | 18 | 28 | 1.0267 | 0.25667 | 48.4398 | 0.67762 | 49.1174 | WIDTH30_LENGTH30_HIGHT12_ORIENTATION270_WINDOWSRATIO10%_SKYLIGHTRATIO30%_3Dview.png | WIDTH30_LENGTH30_HIGHT12_ORIENTATION270_WINDOWSRATIO10%_SKYLIGHTRATIO30%.json
40 | 50 | 12 | 0 | 40% | 30% | 6000 | 28 | 18 | 1.0267 | 0.25667 | 48.3924 | 0.70536 | 49.0978 | WIDTH40_LENGTH30_HIGHT12_ORIENTATION270_WINDOWSRATIO10%_SKYLIGHTRATIO30%_3Dview.png | WIDTH40_LENGTH30_HIGHT12_ORIENTATION270_WINDOWSRATIO10%_SKYLIGHTRATIO30%.json
50 | 40 | 12 | 45 | 40% | 30% | 6000 | 18 | 28 | 1.0267 | 0.25667 | 48.2972 | 0.74804 | 49.0453 | WIDTH50_LENGTH30_HIGHT12_ORIENTATION270_WINDOWSRATIO10%_SKYLIGHTRATIO30%_3Dview.png | WIDTH50_LENGTH30_HIGHT12_ORIENTATION270_WINDOWSRATIO10%_SKYLIGHTRATIO30%.json
40 | 50 | 12 | 45 | 40% | 30% | 6000 | 28 | 18 | 1.0267 | 0.25667 | 48.2878 | 0.7529 | 49.0407 | WIDTH60_LENGTH30_HIGHT12_ORIENTATION270_WINDOWSRATIO10%_SKYLIGHTRATIO30%_3Dview.png | WIDTH60_LENGTH30_HIGHT12_ORIENTATION270_WINDOWSRATIO10%_SKYLIGHTRATIO30%.json
50 | 40 | 12 | 90 | 40% | 30% | 6000 | 18 | 28 | 1.0267 | 0.25667 | 48.3924 | 0.70439 | 49.0968 | WIDTH30_LENGTH40_HIGHT12_ORIENTATION270_WINDOWSRATIO10%_SKYLIGHTRATIO30%_3Dview.png | WIDTH30_LENGTH40_HIGHT12_ORIENTATION270_WINDOWSRATIO10%_SKYLIGHTRATIO30%.json
40 | 50 | 12 | 90 | 40% | 30% | 6000 | 28 | 18 | 1.0267 | 0.25667 | 48.441 | 0.67517 | 49.1161 | WIDTH40_LENGTH40_HIGHT12_ORIENTATION270_WINDOWSRATIO10%_SKYLIGHTRATIO30%_3Dview.png | WIDTH40_LENGTH40_HIGHT12_ORIENTATION270_WINDOWSRATIO10%_SKYLIGHTRATIO30%.json
50 | 40 | 12 | 135 | 40% | 30% | 6000 | 18 | 28 | 1.0267 | 0.25667 | 48.2857 | 0.75357 | 49.0393 | WIDTH50_LENGTH40_HIGHT12_ORIENTATION270_WINDOWSRATIO10%_SKYLIGHTRATIO30%_3Dview.png | WIDTH50_LENGTH40_HIGHT12_ORIENTATION270_WINDOWSRATIO10%_SKYLIGHTRATIO30%.json
40 | 50 | 12 | 135 | 40% | 30% | 6000 | 28 | 18 | 1.0267 | 0.25667 | 48.2797 | 0.75671 | 49.0364 | WIDTH60_LENGTH40_HIGHT12_ORIENTATION270_WINDOWSRATIO10%_SKYLIGHTRATIO30%_3Dview.png | WIDTH60_LENGTH40_HIGHT12_ORIENTATION270_WINDOWSRATIO10%_SKYLIGHTRATIO30%.json
50 | 40 | 12 | 180 | 40% | 30% | 6000 | 18 | 28 | 1.0267 | 0.25667 | 48.4398 | 0.67762 | 49.1174 | WIDTH30_LENGTH50_HIGHT12_ORIENTATION270_WINDOWSRATIO10%_SKYLIGHTRATIO30%_3Dview.png | WIDTH30_LENGTH50_HIGHT12_ORIENTATION270_WINDOWSRATIO10%_SKYLIGHTRATIO30%.json
40 | 50 | 12 | 180 | 40% | 30% | 6000 | 28 | 18 | 1.0267 | 0.25667 | 48.3924 | 0.70536 | 49.0978 | WIDTH40_LENGTH50_HIGHT12_ORIENTATION270_WINDOWSRATIO10%_SKYLIGHTRATIO30%_3Dview.png | WIDTH40_LENGTH50_HIGHT12_ORIENTATION270_WINDOWSRATIO10%_SKYLIGHTRATIO30%.json
50 | 40 | 12 | 225 | 40% | 30% | 6000 | 18 | 28 | 1.0267 | 0.25667 | 48.2721 | 0.75801 | 49.0302 | WIDTH50_LENGTH50_HIGHT12_ORIENTATION270_WINDOWSRATIO10%_SKYLIGHTRATIO30%_3Dview.png | WIDTH50_LENGTH50_HIGHT12_ORIENTATION270_WINDOWSRATIO10%_SKYLIGHTRATIO30%.json
40 | 50 | 12 | 225 | 40% | 30% | 6000 | 28 | 18 | 1.0267 | 0.25667 | 48.2875 | 0.75249 | 49.04 | WIDTH60_LENGTH50_HIGHT12_ORIENTATION270_WINDOWSRATIO10%_SKYLIGHTRATIO30%_3Dview.png | WIDTH60_LENGTH50_HIGHT12_ORIENTATION270_WINDOWSRATIO10%_SKYLIGHTRATIO30%.json
50 | 40 | 12 | 270 | 40% | 30% | 6000 | 18 | 28 | 1.0267 | 0.25667 | 48.3924 | 0.70439 | 49.0968 | WIDTH30_LENGTH60_HIGHT12_ORIENTATION270_WINDOWSRATIO10%_SKYLIGHTRATIO30%_3Dview.png | WIDTH30_LENGTH60_HIGHT12_ORIENTATION270_WINDOWSRATIO10%_SKYLIGHTRATIO30%.json
40 | 50 | 12 | 270 | 40% | 30% | 6000 | 28 | 18 | 1.0267 | 0.25667 | 48.441 | 0.67517 | 49.1161 | WIDTH40_LENGTH60_HIGHT12_ORIENTATION270_WINDOWSRATIO10%_SKYLIGHTRATIO30%_3Dview.png | WIDTH40_LENGTH60_HIGHT12_ORIENTATION270_WINDOWSRATIO10%_SKYLIGHTRATIO30%.json
50 | 40 | 12 | 315 | 40% | 30% | 6000 | 18 | 28 | 1.0267 | 0.25667 | 48.3029 | 0.74562 | 49.0485 | WIDTH50_LENGTH60_HIGHT12_ORIENTATION270_WINDOWSRATIO10%_SKYLIGHTRATIO30%_3Dview.png | WIDTH50_LENGTH60_HIGHT12_ORIENTATION270_WINDOWSRATIO10%_SKYLIGHTRATIO30%.json
40 | 50 | 12 | 315 | 40% | 30% | 6000 | 28 | 18 | 1.0267 | 0.25667 | 48.2962 | 0.74789 | 49.0441 | WIDTH60_LENGTH60_HIGHT12_ORIENTATION270_WINDOWSRATIO10%_SKYLIGHTRATIO30%_3Dview.png | WIDTH60_LENGTH60_HIGHT12_ORIENTATION270_WINDOWSRATIO10%_SKYLIGHTRATIO30%.json
50 | 40 | 12 | 0 | 10% | 40% | 6000 | 18 | 28 | 1.0267 | 0.25667 | 46.6757 | 1.1186 | 47.7942 | WIDTH30_LENGTH30_HIGHT16_ORIENTATION270_WINDOWSRATIO10%_SKYLIGHTRATIO30%_3Dview.png | WIDTH30_LENGTH30_HIGHT16_ORIENTATION270_WINDOWSRATIO10%_SKYLIGHTRATIO30%.json
40 | 50 | 12 | 0 | 10% | 40% | 6000 | 28 | 18 | 1.0267 | 0.25667 | 46.6696 | 1.1377 | 47.8073 | WIDTH40_LENGTH30_HIGHT16_ORIENTATION270_WINDOWSRATIO10%_SKYLIGHTRATIO30%_3Dview.png | WIDTH40_LENGTH30_HIGHT16_ORIENTATION270_WINDOWSRATIO10%_SKYLIGHTRATIO30%.json
50 | 40 | 12 | 45 | 10% | 40% | 6000 | 18 | 28 | 1.0267 | 0.25667 | 46.5879 | 1.1748 | 47.7627 | WIDTH50_LENGTH30_HIGHT16_ORIENTATION270_WINDOWSRATIO10%_SKYLIGHTRATIO30%_3Dview.png | WIDTH50_LENGTH30_HIGHT16_ORIENTATION270_WINDOWSRATIO10%_SKYLIGHTRATIO30%.json
40 | 50 | 12 | 45 | 10% | 40% | 6000 | 28 | 18 | 1.0267 | 0.25667 | 46.5489 | 1.1863 | 47.7351 | WIDTH60_LENGTH30_HIGHT16_ORIENTATION270_WINDOWSRATIO10%_SKYLIGHTRATIO30%_3Dview.png | WIDTH60_LENGTH30_HIGHT16_ORIENTATION270_WINDOWSRATIO10%_SKYLIGHTRATIO30%.json
50 | 40 | 12 | 90 | 10% | 40% | 6000 | 18 | 28 | 1.0267 | 0.25667 | 46.6704 | 1.1373 | 47.8077 | WIDTH30_LENGTH40_HIGHT16_ORIENTATION270_WINDOWSRATIO10%_SKYLIGHTRATIO30%_3Dview.png | WIDTH30_LENGTH40_HIGHT16_ORIENTATION270_WINDOWSRATIO10%_SKYLIGHTRATIO30%.json
40 | 50 | 12 | 90 | 10% | 40% | 6000 | 28 | 18 | 1.0267 | 0.25667 | 46.676 | 1.1177 | 47.7937 | WIDTH40_LENGTH40_HIGHT16_ORIENTATION270_WINDOWSRATIO10%_SKYLIGHTRATIO30%_3Dview.png | WIDTH40_LENGTH40_HIGHT16_ORIENTATION270_WINDOWSRATIO10%_SKYLIGHTRATIO30%.json
50 | 40 | 12 | 135 | 10% | 40% | 6000 | 18 | 28 | 1.0267 | 0.25667 | 46.5464 | 1.1874 | 47.7338 | WIDTH50_LENGTH40_HIGHT16_ORIENTATION270_WINDOWSRATIO10%_SKYLIGHTRATIO30%_3Dview.png | WIDTH50_LENGTH40_HIGHT16_ORIENTATION270_WINDOWSRATIO10%_SKYLIGHTRATIO30%.json
40 | 50 | 12 | 135 | 10% | 40% | 6000 | 28 | 18 | 1.0267 | 0.25667 | 46.5456 | 1.1934 | 47.739 | WIDTH60_LENGTH40_HIGHT16_ORIENTATION270_WINDOWSRATIO10%_SKYLIGHTRATIO30%_3Dview.png | WIDTH60_LENGTH40_HIGHT16_ORIENTATION270_WINDOWSRATIO10%_SKYLIGHTRATIO30%.json
50 | 40 | 12 | 180 | 10% | 40% | 6000 | 18 | 28 | 1.0267 | 0.25667 | 46.6757 | 1.1186 | 47.7942 | WIDTH30_LENGTH50_HIGHT16_ORIENTATION270_WINDOWSRATIO10%_SKYLIGHTRATIO30%_3Dview.png | WIDTH30_LENGTH50_HIGHT16_ORIENTATION270_WINDOWSRATIO10%_SKYLIGHTRATIO30%.json
40 | 50 | 12 | 180 | 10% | 40% | 6000 | 28 | 18 | 1.0267 | 0.25667 | 46.6696 | 1.1377 | 47.8073 | WIDTH40_LENGTH50_HIGHT16_ORIENTATION270_WINDOWSRATIO10%_SKYLIGHTRATIO30%_3Dview.png | WIDTH40_LENGTH50_HIGHT16_ORIENTATION270_WINDOWSRATIO10%_SKYLIGHTRATIO30%.json
50 | 40 | 12 | 225 | 10% | 40% | 6000 | 18 | 28 | 1.0267 | 0.25667 | 46.5333 | 1.1947 | 47.7281 | WIDTH50_LENGTH50_HIGHT16_ORIENTATION270_WINDOWSRATIO10%_SKYLIGHTRATIO30%_3Dview.png | WIDTH50_LENGTH50_HIGHT16_ORIENTATION270_WINDOWSRATIO10%_SKYLIGHTRATIO30%.json
40 | 50 | 12 | 225 | 10% | 40% | 6000 | 28 | 18 | 1.0267 | 0.25667 | 46.5735 | 1.1769 | 47.7504 | WIDTH60_LENGTH50_HIGHT16_ORIENTATION270_WINDOWSRATIO10%_SKYLIGHTRATIO30%_3Dview.png | WIDTH60_LENGTH50_HIGHT16_ORIENTATION270_WINDOWSRATIO10%_SKYLIGHTRATIO30%.json
50 | 40 | 12 | 270 | 10% | 40% | 6000 | 18 | 28 | 1.0267 | 0.25667 | 46.6704 | 1.1373 | 47.8077 | WIDTH30_LENGTH60_HIGHT16_ORIENTATION270_WINDOWSRATIO10%_SKYLIGHTRATIO30%_3Dview.png | WIDTH30_LENGTH60_HIGHT16_ORIENTATION270_WINDOWSRATIO10%_SKYLIGHTRATIO30%.json
40 | 50 | 12 | 270 | 10% | 40% | 6000 | 28 | 18 | 1.0267 | 0.25667 | 46.676 | 1.1177 | 47.7937 | WIDTH40_LENGTH60_HIGHT16_ORIENTATION270_WINDOWSRATIO10%_SKYLIGHTRATIO30%_3Dview.png | WIDTH40_LENGTH60_HIGHT16_ORIENTATION270_WINDOWSRATIO10%_SKYLIGHTRATIO30%.json
50 | 40 | 12 | 315 | 10% | 40% | 6000 | 18 | 28 | 1.0267 | 0.25667 | 46.5668 | 1.1806 | 47.7474 | WIDTH50_LENGTH60_HIGHT16_ORIENTATION270_WINDOWSRATIO10%_SKYLIGHTRATIO30%_3Dview.png | WIDTH50_LENGTH60_HIGHT16_ORIENTATION270_WINDOWSRATIO10%_SKYLIGHTRATIO30%.json
40 | 50 | 12 | 315 | 10% | 40% | 6000 | 28 | 18 | 1.0267 | 0.25667 | 46.5642 | 1.185 | 47.7492 | WIDTH60_LENGTH60_HIGHT16_ORIENTATION270_WINDOWSRATIO10%_SKYLIGHTRATIO30%_3Dview.png | WIDTH60_LENGTH60_HIGHT16_ORIENTATION270_WINDOWSRATIO10%_SKYLIGHTRATIO30%.json
50 | 40 | 12 | 0 | 20% | 40% | 6000 | 18 | 28 | 1.0267 | 0.25667 | 47.4739 | 0.91805 | 48.3919 | WIDTH30_LENGTH30_HIGHT8_ORIENTATION315_WINDOWSRATIO10%_SKYLIGHTRATIO30%_3Dview.png | WIDTH30_LENGTH30_HIGHT8_ORIENTATION315_WINDOWSRATIO10%_SKYLIGHTRATIO30%.json
40 | 50 | 12 | 0 | 20% | 40% | 6000 | 28 | 18 | 1.0267 | 0.25667 | 47.4533 | 0.94252 | 48.3958 | WIDTH40_LENGTH30_HIGHT8_ORIENTATION315_WINDOWSRATIO10%_SKYLIGHTRATIO30%_3Dview.png | WIDTH40_LENGTH30_HIGHT8_ORIENTATION315_WINDOWSRATIO10%_SKYLIGHTRATIO30%.json
50 | 40 | 12 | 45 | 20% | 40% | 6000 | 18 | 28 | 1.0267 | 0.25667 | 47.3623 | 0.98112 | 48.3434 | WIDTH50_LENGTH30_HIGHT8_ORIENTATION315_WINDOWSRATIO10%_SKYLIGHTRATIO30%_3Dview.png | WIDTH50_LENGTH30_HIGHT8_ORIENTATION315_WINDOWSRATIO10%_SKYLIGHTRATIO30%.json
40 | 50 | 12 | 45 | 20% | 40% | 6000 | 28 | 18 | 1.0267 | 0.25667 | 47.3256 | 0.99485 | 48.3205 | WIDTH60_LENGTH30_HIGHT8_ORIENTATION315_WINDOWSRATIO10%_SKYLIGHTRATIO30%_3Dview.png | WIDTH60_LENGTH30_HIGHT8_ORIENTATION315_WINDOWSRATIO10%_SKYLIGHTRATIO30%.json
50 | 40 | 12 | 90 | 20% | 40% | 6000 | 18 | 28 | 1.0267 | 0.25667 | 47.4537 | 0.94161 | 48.3954 | WIDTH30_LENGTH40_HIGHT8_ORIENTATION315_WINDOWSRATIO10%_SKYLIGHTRATIO30%_3Dview.png | WIDTH30_LENGTH40_HIGHT8_ORIENTATION315_WINDOWSRATIO10%_SKYLIGHTRATIO30%.json
40 | 50 | 12 | 90 | 20% | 40% | 6000 | 28 | 18 | 1.0267 | 0.25667 | 47.4742 | 0.91758 | 48.3918 | WIDTH40_LENGTH40_HIGHT8_ORIENTATION315_WINDOWSRATIO10%_SKYLIGHTRATIO30%_3Dview.png | WIDTH40_LENGTH40_HIGHT8_ORIENTATION315_WINDOWSRATIO10%_SKYLIGHTRATIO30%.json
50 | 40 | 12 | 135 | 20% | 40% | 6000 | 18 | 28 | 1.0267 | 0.25667 | 47.3232 | 0.99599 | 48.3192 | WIDTH50_LENGTH40_HIGHT8_ORIENTATION315_WINDOWSRATIO10%_SKYLIGHTRATIO30%_3Dview.png | WIDTH50_LENGTH40_HIGHT8_ORIENTATION315_WINDOWSRATIO10%_SKYLIGHTRATIO30%.json
40 | 50 | 12 | 135 | 20% | 40% | 6000 | 28 | 18 | 1.0267 | 0.25667 | 47.3234 | 1.0025 | 48.3259 | WIDTH60_LENGTH40_HIGHT8_ORIENTATION315_WINDOWSRATIO10%_SKYLIGHTRATIO30%_3Dview.png | WIDTH60_LENGTH40_HIGHT8_ORIENTATION315_WINDOWSRATIO10%_SKYLIGHTRATIO30%.json
50 | 40 | 12 | 180 | 20% | 40% | 6000 | 18 | 28 | 1.0267 | 0.25667 | 47.4739 | 0.91805 | 48.3919 | WIDTH30_LENGTH50_HIGHT8_ORIENTATION315_WINDOWSRATIO10%_SKYLIGHTRATIO30%_3Dview.png | WIDTH30_LENGTH50_HIGHT8_ORIENTATION315_WINDOWSRATIO10%_SKYLIGHTRATIO30%.json
40 | 50 | 12 | 180 | 20% | 40% | 6000 | 28 | 18 | 1.0267 | 0.25667 | 47.4533 | 0.94252 | 48.3958 | WIDTH40_LENGTH50_HIGHT8_ORIENTATION315_WINDOWSRATIO10%_SKYLIGHTRATIO30%_3Dview.png | WIDTH40_LENGTH50_HIGHT8_ORIENTATION315_WINDOWSRATIO10%_SKYLIGHTRATIO30%.json
50 | 40 | 12 | 225 | 20% | 40% | 6000 | 18 | 28 | 1.0267 | 0.25667 | 47.3126 | 1.002 | 48.3146 | WIDTH50_LENGTH50_HIGHT8_ORIENTATION315_WINDOWSRATIO10%_SKYLIGHTRATIO30%_3Dview.png | WIDTH50_LENGTH50_HIGHT8_ORIENTATION315_WINDOWSRATIO10%_SKYLIGHTRATIO30%.json
40 | 50 | 12 | 225 | 20% | 40% | 6000 | 28 | 18 | 1.0267 | 0.25667 | 47.3493 | 0.98333 | 48.3327 | WIDTH60_LENGTH50_HIGHT8_ORIENTATION315_WINDOWSRATIO10%_SKYLIGHTRATIO30%_3Dview.png | WIDTH60_LENGTH50_HIGHT8_ORIENTATION315_WINDOWSRATIO10%_SKYLIGHTRATIO30%.json
50 | 40 | 12 | 270 | 20% | 40% | 6000 | 18 | 28 | 1.0267 | 0.25667 | 47.4537 | 0.94161 | 48.3954 | WIDTH30_LENGTH60_HIGHT8_ORIENTATION315_WINDOWSRATIO10%_SKYLIGHTRATIO30%_3Dview.png | WIDTH30_LENGTH60_HIGHT8_ORIENTATION315_WINDOWSRATIO10%_SKYLIGHTRATIO30%.json
40 | 50 | 12 | 270 | 20% | 40% | 6000 | 28 | 18 | 1.0267 | 0.25667 | 47.4742 | 0.91758 | 48.3918 | WIDTH40_LENGTH60_HIGHT8_ORIENTATION315_WINDOWSRATIO10%_SKYLIGHTRATIO30%_3Dview.png | WIDTH40_LENGTH60_HIGHT8_ORIENTATION315_WINDOWSRATIO10%_SKYLIGHTRATIO30%.json
50 | 40 | 12 | 315 | 20% | 40% | 6000 | 18 | 28 | 1.0267 | 0.25667 | 47.3421 | 0.99212 | 48.3342 | WIDTH50_LENGTH60_HIGHT8_ORIENTATION315_WINDOWSRATIO10%_SKYLIGHTRATIO30%_3Dview.png | WIDTH50_LENGTH60_HIGHT8_ORIENTATION315_WINDOWSRATIO10%_SKYLIGHTRATIO30%.json
40 | 50 | 12 | 315 | 20% | 40% | 6000 | 28 | 18 | 1.0267 | 0.25667 | 47.3381 | 0.99359 | 48.3317 | WIDTH60_LENGTH60_HIGHT8_ORIENTATION315_WINDOWSRATIO10%_SKYLIGHTRATIO30%_3Dview.png | WIDTH60_LENGTH60_HIGHT8_ORIENTATION315_WINDOWSRATIO10%_SKYLIGHTRATIO30%.json
50 | 40 | 12 | 0 | 30% | 40% | 6000 | 18 | 28 | 1.0267 | 0.25667 | 48.084 | 0.75936 | 48.8433 | WIDTH30_LENGTH30_HIGHT12_ORIENTATION315_WINDOWSRATIO10%_SKYLIGHTRATIO30%_3Dview.png | WIDTH30_LENGTH30_HIGHT12_ORIENTATION315_WINDOWSRATIO10%_SKYLIGHTRATIO30%.json
40 | 50 | 12 | 0 | 30% | 40% | 6000 | 28 | 18 | 1.0267 | 0.25667 | 48.0514 | 0.7873 | 48.8387 | WIDTH40_LENGTH30_HIGHT12_ORIENTATION315_WINDOWSRATIO10%_SKYLIGHTRATIO30%_3Dview.png | WIDTH40_LENGTH30_HIGHT12_ORIENTATION315_WINDOWSRATIO10%_SKYLIGHTRATIO30%.json
50 | 40 | 12 | 45 | 30% | 40% | 6000 | 18 | 28 | 1.0267 | 0.25667 | 47.9588 | 0.82809 | 48.7869 | WIDTH50_LENGTH30_HIGHT12_ORIENTATION315_WINDOWSRATIO10%_SKYLIGHTRATIO30%_3Dview.png | WIDTH50_LENGTH30_HIGHT12_ORIENTATION315_WINDOWSRATIO10%_SKYLIGHTRATIO30%.json
40 | 50 | 12 | 45 | 30% | 40% | 6000 | 28 | 18 | 1.0267 | 0.25667 | 47.9327 | 0.83817 | 48.7708 | WIDTH60_LENGTH30_HIGHT12_ORIENTATION315_WINDOWSRATIO10%_SKYLIGHTRATIO30%_3Dview.png | WIDTH60_LENGTH30_HIGHT12_ORIENTATION315_WINDOWSRATIO10%_SKYLIGHTRATIO30%.json
50 | 40 | 12 | 90 | 30% | 40% | 6000 | 18 | 28 | 1.0267 | 0.25667 | 48.0519 | 0.78538 | 48.8373 | WIDTH30_LENGTH40_HIGHT12_ORIENTATION315_WINDOWSRATIO10%_SKYLIGHTRATIO30%_3Dview.png | WIDTH30_LENGTH40_HIGHT12_ORIENTATION315_WINDOWSRATIO10%_SKYLIGHTRATIO30%.json
40 | 50 | 12 | 90 | 30% | 40% | 6000 | 28 | 18 | 1.0267 | 0.25667 | 48.0841 | 0.75852 | 48.8426 | WIDTH40_LENGTH40_HIGHT12_ORIENTATION315_WINDOWSRATIO10%_SKYLIGHTRATIO30%_3Dview.png | WIDTH40_LENGTH40_HIGHT12_ORIENTATION315_WINDOWSRATIO10%_SKYLIGHTRATIO30%.json
50 | 40 | 12 | 135 | 30% | 40% | 6000 | 18 | 28 | 1.0267 | 0.25667 | 47.9297 | 0.83928 | 48.7689 | WIDTH50_LENGTH40_HIGHT12_ORIENTATION315_WINDOWSRATIO10%_SKYLIGHTRATIO30%_3Dview.png | WIDTH50_LENGTH40_HIGHT12_ORIENTATION315_WINDOWSRATIO10%_SKYLIGHTRATIO30%.json
40 | 50 | 12 | 135 | 30% | 40% | 6000 | 28 | 18 | 1.0267 | 0.25667 | 47.9209 | 0.8476 | 48.7685 | WIDTH60_LENGTH40_HIGHT12_ORIENTATION315_WINDOWSRATIO10%_SKYLIGHTRATIO30%_3Dview.png | WIDTH60_LENGTH40_HIGHT12_ORIENTATION315_WINDOWSRATIO10%_SKYLIGHTRATIO30%.json
50 | 40 | 12 | 180 | 30% | 40% | 6000 | 18 | 28 | 1.0267 | 0.25667 | 48.084 | 0.75936 | 48.8433 | WIDTH30_LENGTH50_HIGHT12_ORIENTATION315_WINDOWSRATIO10%_SKYLIGHTRATIO30%_3Dview.png | WIDTH30_LENGTH50_HIGHT12_ORIENTATION315_WINDOWSRATIO10%_SKYLIGHTRATIO30%.json
40 | 50 | 12 | 180 | 30% | 40% | 6000 | 28 | 18 | 1.0267 | 0.25667 | 48.0514 | 0.7873 | 48.8387 | WIDTH40_LENGTH50_HIGHT12_ORIENTATION315_WINDOWSRATIO10%_SKYLIGHTRATIO30%_3Dview.png | WIDTH40_LENGTH50_HIGHT12_ORIENTATION315_WINDOWSRATIO10%_SKYLIGHTRATIO30%.json
50 | 40 | 12 | 225 | 30% | 40% | 6000 | 18 | 28 | 1.0267 | 0.25667 | 47.9182 | 0.84509 | 48.7633 | WIDTH50_LENGTH50_HIGHT12_ORIENTATION315_WINDOWSRATIO10%_SKYLIGHTRATIO30%_3Dview.png | WIDTH50_LENGTH50_HIGHT12_ORIENTATION315_WINDOWSRATIO10%_SKYLIGHTRATIO30%.json
40 | 50 | 12 | 225 | 30% | 40% | 6000 | 28 | 18 | 1.0267 | 0.25667 | 47.952 | 0.82976 | 48.7818 | WIDTH60_LENGTH50_HIGHT12_ORIENTATION315_WINDOWSRATIO10%_SKYLIGHTRATIO30%_3Dview.png | WIDTH60_LENGTH50_HIGHT12_ORIENTATION315_WINDOWSRATIO10%_SKYLIGHTRATIO30%.json
50 | 40 | 12 | 270 | 30% | 40% | 6000 | 18 | 28 | 1.0267 | 0.25667 | 48.0519 | 0.78538 | 48.8373 | WIDTH30_LENGTH60_HIGHT12_ORIENTATION315_WINDOWSRATIO10%_SKYLIGHTRATIO30%_3Dview.png | WIDTH30_LENGTH60_HIGHT12_ORIENTATION315_WINDOWSRATIO10%_SKYLIGHTRATIO30%.json
40 | 50 | 12 | 270 | 30% | 40% | 6000 | 28 | 18 | 1.0267 | 0.25667 | 48.0841 | 0.75852 | 48.8426 | WIDTH40_LENGTH60_HIGHT12_ORIENTATION315_WINDOWSRATIO10%_SKYLIGHTRATIO30%_3Dview.png | WIDTH40_LENGTH60_HIGHT12_ORIENTATION315_WINDOWSRATIO10%_SKYLIGHTRATIO30%.json
50 | 40 | 12 | 315 | 30% | 40% | 6000 | 18 | 28 | 1.0267 | 0.25667 | 47.9424 | 0.83518 | 48.7775 | WIDTH50_LENGTH60_HIGHT12_ORIENTATION315_WINDOWSRATIO10%_SKYLIGHTRATIO30%_3Dview.png | WIDTH50_LENGTH60_HIGHT12_ORIENTATION315_WINDOWSRATIO10%_SKYLIGHTRATIO30%.json
40 | 50 | 12 | 315 | 30% | 40% | 6000 | 28 | 18 | 1.0267 | 0.25667 | 47.9388 | 0.83724 | 48.776 | WIDTH60_LENGTH60_HIGHT12_ORIENTATION315_WINDOWSRATIO10%_SKYLIGHTRATIO30%_3Dview.png | WIDTH60_LENGTH60_HIGHT12_ORIENTATION315_WINDOWSRATIO10%_SKYLIGHTRATIO30%.json
50 | 40 | 12 | 0 | 40% | 40% | 6000 | 18 | 28 | 1.0267 | 0.25667 | 48.5498 | 0.63667 | 49.1865 | WIDTH30_LENGTH30_HIGHT16_ORIENTATION315_WINDOWSRATIO10%_SKYLIGHTRATIO30%_3Dview.png | WIDTH30_LENGTH30_HIGHT16_ORIENTATION315_WINDOWSRATIO10%_SKYLIGHTRATIO30%.json
40 | 50 | 12 | 0 | 40% | 40% | 6000 | 28 | 18 | 1.0267 | 0.25667 | 48.502 | 0.6649 | 49.1669 | WIDTH40_LENGTH30_HIGHT16_ORIENTATION315_WINDOWSRATIO10%_SKYLIGHTRATIO30%_3Dview.png | WIDTH40_LENGTH30_HIGHT16_ORIENTATION315_WINDOWSRATIO10%_SKYLIGHTRATIO30%.json
50 | 40 | 12 | 45 | 40% | 40% | 6000 | 18 | 28 | 1.0267 | 0.25667 | 48.4103 | 0.70551 | 49.1158 | WIDTH50_LENGTH30_HIGHT16_ORIENTATION315_WINDOWSRATIO10%_SKYLIGHTRATIO30%_3Dview.png | WIDTH50_LENGTH30_HIGHT16_ORIENTATION315_WINDOWSRATIO10%_SKYLIGHTRATIO30%.json
40 | 50 | 12 | 45 | 40% | 40% | 6000 | 28 | 18 | 1.0267 | 0.25667 | 48.3954 | 0.71587 | 49.1113 | WIDTH60_LENGTH30_HIGHT16_ORIENTATION315_WINDOWSRATIO10%_SKYLIGHTRATIO30%_3Dview.png | WIDTH60_LENGTH30_HIGHT16_ORIENTATION315_WINDOWSRATIO10%_SKYLIGHTRATIO30%.json
50 | 40 | 12 | 90 | 40% | 40% | 6000 | 18 | 28 | 1.0267 | 0.25667 | 48.5028 | 0.66283 | 49.1656 | WIDTH30_LENGTH40_HIGHT16_ORIENTATION315_WINDOWSRATIO10%_SKYLIGHTRATIO30%_3Dview.png | WIDTH30_LENGTH40_HIGHT16_ORIENTATION315_WINDOWSRATIO10%_SKYLIGHTRATIO30%.json
40 | 50 | 12 | 90 | 40% | 40% | 6000 | 28 | 18 | 1.0267 | 0.25667 | 48.5508 | 0.63574 | 49.1865 | WIDTH40_LENGTH40_HIGHT16_ORIENTATION315_WINDOWSRATIO10%_SKYLIGHTRATIO30%_3Dview.png | WIDTH40_LENGTH40_HIGHT16_ORIENTATION315_WINDOWSRATIO10%_SKYLIGHTRATIO30%.json
50 | 40 | 12 | 135 | 40% | 40% | 6000 | 18 | 28 | 1.0267 | 0.25667 | 48.3927 | 0.717 | 49.1097 | WIDTH50_LENGTH40_HIGHT16_ORIENTATION315_WINDOWSRATIO10%_SKYLIGHTRATIO30%_3Dview.png | WIDTH50_LENGTH40_HIGHT16_ORIENTATION315_WINDOWSRATIO10%_SKYLIGHTRATIO30%.json
40 | 50 | 12 | 135 | 40% | 40% | 6000 | 28 | 18 | 1.0267 | 0.25667 | 48.3783 | 0.72327 | 49.1016 | WIDTH60_LENGTH40_HIGHT16_ORIENTATION315_WINDOWSRATIO10%_SKYLIGHTRATIO30%_3Dview.png | WIDTH60_LENGTH40_HIGHT16_ORIENTATION315_WINDOWSRATIO10%_SKYLIGHTRATIO30%.json
50 | 40 | 12 | 180 | 40% | 40% | 6000 | 18 | 28 | 1.0267 | 0.25667 | 48.5498 | 0.63667 | 49.1865 | WIDTH30_LENGTH50_HIGHT16_ORIENTATION315_WINDOWSRATIO10%_SKYLIGHTRATIO30%_3Dview.png | WIDTH30_LENGTH50_HIGHT16_ORIENTATION315_WINDOWSRATIO10%_SKYLIGHTRATIO30%.json
40 | 50 | 12 | 180 | 40% | 40% | 6000 | 28 | 18 | 1.0267 | 0.25667 | 48.502 | 0.6649 | 49.1669 | WIDTH40_LENGTH50_HIGHT16_ORIENTATION315_WINDOWSRATIO10%_SKYLIGHTRATIO30%_3Dview.png | WIDTH40_LENGTH50_HIGHT16_ORIENTATION315_WINDOWSRATIO10%_SKYLIGHTRATIO30%.json
50 | 40 | 12 | 225 | 40% | 40% | 6000 | 18 | 28 | 1.0267 | 0.25667 | 48.3762 | 0.72122 | 49.0974 | WIDTH50_LENGTH50_HIGHT16_ORIENTATION315_WINDOWSRATIO10%_SKYLIGHTRATIO30%_3Dview.png | WIDTH50_LENGTH50_HIGHT16_ORIENTATION315_WINDOWSRATIO10%_SKYLIGHTRATIO30%.json
40 | 50 | 12 | 225 | 40% | 40% | 6000 | 28 | 18 | 1.0267 | 0.25667 | 48.4115 | 0.70799 | 49.1195 | WIDTH60_LENGTH50_HIGHT16_ORIENTATION315_WINDOWSRATIO10%_SKYLIGHTRATIO30%_3Dview.png | WIDTH60_LENGTH50_HIGHT16_ORIENTATION315_WINDOWSRATIO10%_SKYLIGHTRATIO30%.json
50 | 40 | 12 | 270 | 40% | 40% | 6000 | 18 | 28 | 1.0267 | 0.25667 | 48.5028 | 0.66283 | 49.1656 | WIDTH30_LENGTH60_HIGHT16_ORIENTATION315_WINDOWSRATIO10%_SKYLIGHTRATIO30%_3Dview.png | WIDTH30_LENGTH60_HIGHT16_ORIENTATION315_WINDOWSRATIO10%_SKYLIGHTRATIO30%.json
40 | 50 | 12 | 270 | 40% | 40% | 6000 | 28 | 18 | 1.0267 | 0.25667 | 48.5508 | 0.63574 | 49.1865 | WIDTH40_LENGTH60_HIGHT16_ORIENTATION315_WINDOWSRATIO10%_SKYLIGHTRATIO30%_3Dview.png | WIDTH40_LENGTH60_HIGHT16_ORIENTATION315_WINDOWSRATIO10%_SKYLIGHTRATIO30%.json
50 | 40 | 12 | 315 | 40% | 40% | 6000 | 18 | 28 | 1.0267 | 0.25667 | 48.4029 | 0.71292 | 49.1158 | WIDTH50_LENGTH60_HIGHT16_ORIENTATION315_WINDOWSRATIO10%_SKYLIGHTRATIO30%_3Dview.png | WIDTH50_LENGTH60_HIGHT16_ORIENTATION315_WINDOWSRATIO10%_SKYLIGHTRATIO30%.json
40 | 50 | 12 | 315 | 40% | 40% | 6000 | 28 | 18 | 1.0267 | 0.25667 | 48.3934 | 0.71528 | 49.1086 | WIDTH60_LENGTH60_HIGHT16_ORIENTATION315_WINDOWSRATIO10%_SKYLIGHTRATIO30%_3Dview.png | WIDTH60_LENGTH60_HIGHT16_ORIENTATION315_WINDOWSRATIO10%_SKYLIGHTRATIO30%.json
60 | 40 | 12 | 0 | 10% | 10% | 7200 | 18 | 38 | 1 | 0.25 | 44.0735 | 1.3224 | 45.3959 | WIDTH30_LENGTH30_HIGHT8_ORIENTATION0_WINDOWSRATIO20%_SKYLIGHTRATIO30%_3Dview.png | WIDTH30_LENGTH30_HIGHT8_ORIENTATION0_WINDOWSRATIO20%_SKYLIGHTRATIO30%.json
40 | 60 | 12 | 0 | 10% | 10% | 7200 | 38 | 18 | 1 | 0.25 | 44.073 | 1.355 | 45.4279 | WIDTH40_LENGTH30_HIGHT8_ORIENTATION0_WINDOWSRATIO20%_SKYLIGHTRATIO30%_3Dview.png | WIDTH40_LENGTH30_HIGHT8_ORIENTATION0_WINDOWSRATIO20%_SKYLIGHTRATIO30%.json
60 | 40 | 12 | 45 | 10% | 10% | 7200 | 18 | 38 | 1 | 0.25 | 43.9856 | 1.3871 | 45.3727 | WIDTH50_LENGTH30_HIGHT8_ORIENTATION0_WINDOWSRATIO20%_SKYLIGHTRATIO30%_3Dview.png | WIDTH50_LENGTH30_HIGHT8_ORIENTATION0_WINDOWSRATIO20%_SKYLIGHTRATIO30%.json
40 | 60 | 12 | 45 | 10% | 10% | 7200 | 38 | 18 | 1 | 0.25 | 43.9837 | 1.3819 | 45.3656 | WIDTH60_LENGTH30_HIGHT8_ORIENTATION0_WINDOWSRATIO20%_SKYLIGHTRATIO30%_3Dview.png | WIDTH60_LENGTH30_HIGHT8_ORIENTATION0_WINDOWSRATIO20%_SKYLIGHTRATIO30%.json
60 | 40 | 12 | 90 | 10% | 10% | 7200 | 18 | 38 | 1 | 0.25 | 44.072 | 1.3547 | 45.4266 | WIDTH30_LENGTH40_HIGHT8_ORIENTATION0_WINDOWSRATIO20%_SKYLIGHTRATIO30%_3Dview.png | WIDTH30_LENGTH40_HIGHT8_ORIENTATION0_WINDOWSRATIO20%_SKYLIGHTRATIO30%.json
40 | 60 | 12 | 90 | 10% | 10% | 7200 | 38 | 18 | 1 | 0.25 | 44.0734 | 1.3208 | 45.3942 | WIDTH40_LENGTH40_HIGHT8_ORIENTATION0_WINDOWSRATIO20%_SKYLIGHTRATIO30%_3Dview.png | WIDTH40_LENGTH40_HIGHT8_ORIENTATION0_WINDOWSRATIO20%_SKYLIGHTRATIO30%.json
60 | 40 | 12 | 135 | 10% | 10% | 7200 | 18 | 38 | 1 | 0.25 | 43.9848 | 1.3814 | 45.3662 | WIDTH50_LENGTH40_HIGHT8_ORIENTATION0_WINDOWSRATIO20%_SKYLIGHTRATIO30%_3Dview.png | WIDTH50_LENGTH40_HIGHT8_ORIENTATION0_WINDOWSRATIO20%_SKYLIGHTRATIO30%.json
40 | 60 | 12 | 135 | 10% | 10% | 7200 | 38 | 18 | 1 | 0.25 | 43.9819 | 1.3886 | 45.3705 | WIDTH60_LENGTH40_HIGHT8_ORIENTATION0_WINDOWSRATIO20%_SKYLIGHTRATIO30%_3Dview.png | WIDTH60_LENGTH40_HIGHT8_ORIENTATION0_WINDOWSRATIO20%_SKYLIGHTRATIO30%.json
60 | 40 | 12 | 180 | 10% | 10% | 7200 | 18 | 38 | 1 | 0.25 | 44.0735 | 1.3224 | 45.3959 | WIDTH30_LENGTH50_HIGHT8_ORIENTATION0_WINDOWSRATIO20%_SKYLIGHTRATIO30%_3Dview.png | WIDTH30_LENGTH50_HIGHT8_ORIENTATION0_WINDOWSRATIO20%_SKYLIGHTRATIO30%.json
40 | 60 | 12 | 180 | 10% | 10% | 7200 | 38 | 18 | 1 | 0.25 | 44.073 | 1.355 | 45.4279 | WIDTH40_LENGTH50_HIGHT8_ORIENTATION0_WINDOWSRATIO20%_SKYLIGHTRATIO30%_3Dview.png | WIDTH40_LENGTH50_HIGHT8_ORIENTATION0_WINDOWSRATIO20%_SKYLIGHTRATIO30%.json
60 | 40 | 12 | 225 | 10% | 10% | 7200 | 18 | 38 | 1 | 0.25 | 43.9838 | 1.3877 | 45.3715 | WIDTH50_LENGTH50_HIGHT8_ORIENTATION0_WINDOWSRATIO20%_SKYLIGHTRATIO30%_3Dview.png | WIDTH50_LENGTH50_HIGHT8_ORIENTATION0_WINDOWSRATIO20%_SKYLIGHTRATIO30%.json
40 | 60 | 12 | 225 | 10% | 10% | 7200 | 38 | 18 | 1 | 0.25 | 43.9861 | 1.381 | 45.3671 | WIDTH60_LENGTH50_HIGHT8_ORIENTATION0_WINDOWSRATIO20%_SKYLIGHTRATIO30%_3Dview.png | WIDTH60_LENGTH50_HIGHT8_ORIENTATION0_WINDOWSRATIO20%_SKYLIGHTRATIO30%.json
60 | 40 | 12 | 270 | 10% | 10% | 7200 | 18 | 38 | 1 | 0.25 | 44.072 | 1.3547 | 45.4266 | WIDTH30_LENGTH60_HIGHT8_ORIENTATION0_WINDOWSRATIO20%_SKYLIGHTRATIO30%_3Dview.png | WIDTH30_LENGTH60_HIGHT8_ORIENTATION0_WINDOWSRATIO20%_SKYLIGHTRATIO30%.json
40 | 60 | 12 | 270 | 10% | 10% | 7200 | 38 | 18 | 1 | 0.25 | 44.0734 | 1.3208 | 45.3942 | WIDTH40_LENGTH60_HIGHT8_ORIENTATION0_WINDOWSRATIO20%_SKYLIGHTRATIO30%_3Dview.png | WIDTH40_LENGTH60_HIGHT8_ORIENTATION0_WINDOWSRATIO20%_SKYLIGHTRATIO30%.json
60 | 40 | 12 | 315 | 10% | 10% | 7200 | 18 | 38 | 1 | 0.25 | 43.9812 | 1.3831 | 45.3643 | WIDTH50_LENGTH60_HIGHT8_ORIENTATION0_WINDOWSRATIO20%_SKYLIGHTRATIO30%_3Dview.png | WIDTH50_LENGTH60_HIGHT8_ORIENTATION0_WINDOWSRATIO20%_SKYLIGHTRATIO30%.json
40 | 60 | 12 | 315 | 10% | 10% | 7200 | 38 | 18 | 1 | 0.25 | 43.9818 | 1.3886 | 45.3704 | WIDTH60_LENGTH60_HIGHT8_ORIENTATION0_WINDOWSRATIO20%_SKYLIGHTRATIO30%_3Dview.png | WIDTH60_LENGTH60_HIGHT8_ORIENTATION0_WINDOWSRATIO20%_SKYLIGHTRATIO30%.json
60 | 40 | 12 | 0 | 20% | 10% | 7200 | 18 | 38 | 1 | 0.25 | 44.9531 | 1.1168 | 46.0698 | WIDTH30_LENGTH30_HIGHT12_ORIENTATION0_WINDOWSRATIO20%_SKYLIGHTRATIO30%_3Dview.png | WIDTH30_LENGTH30_HIGHT12_ORIENTATION0_WINDOWSRATIO20%_SKYLIGHTRATIO30%.json
40 | 60 | 12 | 0 | 20% | 10% | 7200 | 38 | 18 | 1 | 0.25 | 44.9405 | 1.1575 | 46.098 | WIDTH40_LENGTH30_HIGHT12_ORIENTATION0_WINDOWSRATIO20%_SKYLIGHTRATIO30%_3Dview.png | WIDTH40_LENGTH30_HIGHT12_ORIENTATION0_WINDOWSRATIO20%_SKYLIGHTRATIO30%.json
60 | 40 | 12 | 45 | 20% | 10% | 7200 | 18 | 38 | 1 | 0.25 | 44.8448 | 1.1927 | 46.0375 | WIDTH50_LENGTH30_HIGHT12_ORIENTATION0_WINDOWSRATIO20%_SKYLIGHTRATIO30%_3Dview.png | WIDTH50_LENGTH30_HIGHT12_ORIENTATION0_WINDOWSRATIO20%_SKYLIGHTRATIO30%.json
40 | 60 | 12 | 45 | 20% | 10% | 7200 | 38 | 18 | 1 | 0.25 | 44.8429 | 1.1889 | 46.0317 | WIDTH60_LENGTH30_HIGHT12_ORIENTATION0_WINDOWSRATIO20%_SKYLIGHTRATIO30%_3Dview.png | WIDTH60_LENGTH30_HIGHT12_ORIENTATION0_WINDOWSRATIO20%_SKYLIGHTRATIO30%.json
60 | 40 | 12 | 90 | 20% | 10% | 7200 | 18 | 38 | 1 | 0.25 | 44.9391 | 1.1571 | 46.0962 | WIDTH30_LENGTH40_HIGHT12_ORIENTATION0_WINDOWSRATIO20%_SKYLIGHTRATIO30%_3Dview.png | WIDTH30_LENGTH40_HIGHT12_ORIENTATION0_WINDOWSRATIO20%_SKYLIGHTRATIO30%.json
40 | 60 | 12 | 90 | 20% | 10% | 7200 | 38 | 18 | 1 | 0.25 | 44.952 | 1.1154 | 46.0673 | WIDTH40_LENGTH40_HIGHT12_ORIENTATION0_WINDOWSRATIO20%_SKYLIGHTRATIO30%_3Dview.png | WIDTH40_LENGTH40_HIGHT12_ORIENTATION0_WINDOWSRATIO20%_SKYLIGHTRATIO30%.json
60 | 40 | 12 | 135 | 20% | 10% | 7200 | 18 | 38 | 1 | 0.25 | 44.8433 | 1.1884 | 46.0317 | WIDTH50_LENGTH40_HIGHT12_ORIENTATION0_WINDOWSRATIO20%_SKYLIGHTRATIO30%_3Dview.png | WIDTH50_LENGTH40_HIGHT12_ORIENTATION0_WINDOWSRATIO20%_SKYLIGHTRATIO30%.json
40 | 60 | 12 | 135 | 20% | 10% | 7200 | 38 | 18 | 1 | 0.25 | 44.8416 | 1.1941 | 46.0357 | WIDTH60_LENGTH40_HIGHT12_ORIENTATION0_WINDOWSRATIO20%_SKYLIGHTRATIO30%_3Dview.png | WIDTH60_LENGTH40_HIGHT12_ORIENTATION0_WINDOWSRATIO20%_SKYLIGHTRATIO30%.json
60 | 40 | 12 | 180 | 20% | 10% | 7200 | 18 | 38 | 1 | 0.25 | 44.9531 | 1.1168 | 46.0698 | WIDTH30_LENGTH50_HIGHT12_ORIENTATION0_WINDOWSRATIO20%_SKYLIGHTRATIO30%_3Dview.png | WIDTH30_LENGTH50_HIGHT12_ORIENTATION0_WINDOWSRATIO20%_SKYLIGHTRATIO30%.json
40 | 60 | 12 | 180 | 20% | 10% | 7200 | 38 | 18 | 1 | 0.25 | 44.9405 | 1.1575 | 46.098 | WIDTH40_LENGTH50_HIGHT12_ORIENTATION0_WINDOWSRATIO20%_SKYLIGHTRATIO30%_3Dview.png | WIDTH40_LENGTH50_HIGHT12_ORIENTATION0_WINDOWSRATIO20%_SKYLIGHTRATIO30%.json
60 | 40 | 12 | 225 | 20% | 10% | 7200 | 18 | 38 | 1 | 0.25 | 44.8433 | 1.1933 | 46.0366 | WIDTH50_LENGTH50_HIGHT12_ORIENTATION0_WINDOWSRATIO20%_SKYLIGHTRATIO30%_3Dview.png | WIDTH50_LENGTH50_HIGHT12_ORIENTATION0_WINDOWSRATIO20%_SKYLIGHTRATIO30%.json
40 | 60 | 12 | 225 | 20% | 10% | 7200 | 38 | 18 | 1 | 0.25 | 44.8447 | 1.188 | 46.0328 | WIDTH60_LENGTH50_HIGHT12_ORIENTATION0_WINDOWSRATIO20%_SKYLIGHTRATIO30%_3Dview.png | WIDTH60_LENGTH50_HIGHT12_ORIENTATION0_WINDOWSRATIO20%_SKYLIGHTRATIO30%.json
60 | 40 | 12 | 270 | 20% | 10% | 7200 | 18 | 38 | 1 | 0.25 | 44.9391 | 1.1571 | 46.0962 | WIDTH30_LENGTH60_HIGHT12_ORIENTATION0_WINDOWSRATIO20%_SKYLIGHTRATIO30%_3Dview.png | WIDTH30_LENGTH60_HIGHT12_ORIENTATION0_WINDOWSRATIO20%_SKYLIGHTRATIO30%.json
40 | 60 | 12 | 270 | 20% | 10% | 7200 | 38 | 18 | 1 | 0.25 | 44.952 | 1.1154 | 46.0673 | WIDTH40_LENGTH60_HIGHT12_ORIENTATION0_WINDOWSRATIO20%_SKYLIGHTRATIO30%_3Dview.png | WIDTH40_LENGTH60_HIGHT12_ORIENTATION0_WINDOWSRATIO20%_SKYLIGHTRATIO30%.json
60 | 40 | 12 | 315 | 20% | 10% | 7200 | 18 | 38 | 1 | 0.25 | 44.8403 | 1.1901 | 46.0303 | WIDTH50_LENGTH60_HIGHT12_ORIENTATION0_WINDOWSRATIO20%_SKYLIGHTRATIO30%_3Dview.png | WIDTH50_LENGTH60_HIGHT12_ORIENTATION0_WINDOWSRATIO20%_SKYLIGHTRATIO30%.json
40 | 60 | 12 | 315 | 20% | 10% | 7200 | 38 | 18 | 1 | 0.25 | 44.8415 | 1.1941 | 46.0357 | WIDTH60_LENGTH60_HIGHT12_ORIENTATION0_WINDOWSRATIO20%_SKYLIGHTRATIO30%_3Dview.png | WIDTH60_LENGTH60_HIGHT12_ORIENTATION0_WINDOWSRATIO20%_SKYLIGHTRATIO30%.json
60 | 40 | 12 | 0 | 30% | 10% | 7200 | 18 | 38 | 1 | 0.25 | 45.6512 | 0.94547 | 46.5966 | WIDTH30_LENGTH30_HIGHT16_ORIENTATION0_WINDOWSRATIO20%_SKYLIGHTRATIO30%_3Dview.png | WIDTH30_LENGTH30_HIGHT16_ORIENTATION0_WINDOWSRATIO20%_SKYLIGHTRATIO30%.json
40 | 60 | 12 | 0 | 30% | 10% | 7200 | 38 | 18 | 1 | 0.25 | 45.6173 | 0.99091 | 46.6082 | WIDTH40_LENGTH30_HIGHT16_ORIENTATION0_WINDOWSRATIO20%_SKYLIGHTRATIO30%_3Dview.png | WIDTH40_LENGTH30_HIGHT16_ORIENTATION0_WINDOWSRATIO20%_SKYLIGHTRATIO30%.json
60 | 40 | 12 | 45 | 30% | 10% | 7200 | 18 | 38 | 1 | 0.25 | 45.5171 | 1.0307 | 46.5478 | WIDTH50_LENGTH30_HIGHT16_ORIENTATION0_WINDOWSRATIO20%_SKYLIGHTRATIO30%_3Dview.png | WIDTH50_LENGTH30_HIGHT16_ORIENTATION0_WINDOWSRATIO20%_SKYLIGHTRATIO30%.json
40 | 60 | 12 | 45 | 30% | 10% | 7200 | 38 | 18 | 1 | 0.25 | 45.5189 | 1.0253 | 46.5442 | WIDTH60_LENGTH30_HIGHT16_ORIENTATION0_WINDOWSRATIO20%_SKYLIGHTRATIO30%_3Dview.png | WIDTH60_LENGTH30_HIGHT16_ORIENTATION0_WINDOWSRATIO20%_SKYLIGHTRATIO30%.json
60 | 40 | 12 | 90 | 30% | 10% | 7200 | 18 | 38 | 1 | 0.25 | 45.6164 | 0.99052 | 46.6069 | WIDTH30_LENGTH40_HIGHT16_ORIENTATION0_WINDOWSRATIO20%_SKYLIGHTRATIO30%_3Dview.png | WIDTH30_LENGTH40_HIGHT16_ORIENTATION0_WINDOWSRATIO20%_SKYLIGHTRATIO30%.json
40 | 60 | 12 | 90 | 30% | 10% | 7200 | 38 | 18 | 1 | 0.25 | 45.6509 | 0.94506 | 46.5959 | WIDTH40_LENGTH40_HIGHT16_ORIENTATION0_WINDOWSRATIO20%_SKYLIGHTRATIO30%_3Dview.png | WIDTH40_LENGTH40_HIGHT16_ORIENTATION0_WINDOWSRATIO20%_SKYLIGHTRATIO30%.json
60 | 40 | 12 | 135 | 30% | 10% | 7200 | 18 | 38 | 1 | 0.25 | 45.5191 | 1.025 | 46.5441 | WIDTH50_LENGTH40_HIGHT16_ORIENTATION0_WINDOWSRATIO20%_SKYLIGHTRATIO30%_3Dview.png | WIDTH50_LENGTH40_HIGHT16_ORIENTATION0_WINDOWSRATIO20%_SKYLIGHTRATIO30%.json
40 | 60 | 12 | 135 | 30% | 10% | 7200 | 38 | 18 | 1 | 0.25 | 45.514 | 1.0321 | 46.5461 | WIDTH60_LENGTH40_HIGHT16_ORIENTATION0_WINDOWSRATIO20%_SKYLIGHTRATIO30%_3Dview.png | WIDTH60_LENGTH40_HIGHT16_ORIENTATION0_WINDOWSRATIO20%_SKYLIGHTRATIO30%.json
60 | 40 | 12 | 180 | 30% | 10% | 7200 | 18 | 38 | 1 | 0.25 | 45.6512 | 0.94547 | 46.5966 | WIDTH30_LENGTH50_HIGHT16_ORIENTATION0_WINDOWSRATIO20%_SKYLIGHTRATIO30%_3Dview.png | WIDTH30_LENGTH50_HIGHT16_ORIENTATION0_WINDOWSRATIO20%_SKYLIGHTRATIO30%.json
40 | 60 | 12 | 180 | 30% | 10% | 7200 | 38 | 18 | 1 | 0.25 | 45.6173 | 0.99091 | 46.6082 | WIDTH40_LENGTH50_HIGHT16_ORIENTATION0_WINDOWSRATIO20%_SKYLIGHTRATIO30%_3Dview.png | WIDTH40_LENGTH50_HIGHT16_ORIENTATION0_WINDOWSRATIO20%_SKYLIGHTRATIO30%.json
60 | 40 | 12 | 225 | 30% | 10% | 7200 | 18 | 38 | 1 | 0.25 | 45.5159 | 1.0312 | 46.5472 | WIDTH50_LENGTH50_HIGHT16_ORIENTATION0_WINDOWSRATIO20%_SKYLIGHTRATIO30%_3Dview.png | WIDTH50_LENGTH50_HIGHT16_ORIENTATION0_WINDOWSRATIO20%_SKYLIGHTRATIO30%.json
40 | 60 | 12 | 225 | 30% | 10% | 7200 | 38 | 18 | 1 | 0.25 | 45.5203 | 1.0246 | 46.545 | WIDTH60_LENGTH50_HIGHT16_ORIENTATION0_WINDOWSRATIO20%_SKYLIGHTRATIO30%_3Dview.png | WIDTH60_LENGTH50_HIGHT16_ORIENTATION0_WINDOWSRATIO20%_SKYLIGHTRATIO30%.json
60 | 40 | 12 | 270 | 30% | 10% | 7200 | 18 | 38 | 1 | 0.25 | 45.6164 | 0.99052 | 46.6069 | WIDTH30_LENGTH60_HIGHT16_ORIENTATION0_WINDOWSRATIO20%_SKYLIGHTRATIO30%_3Dview.png | WIDTH30_LENGTH60_HIGHT16_ORIENTATION0_WINDOWSRATIO20%_SKYLIGHTRATIO30%.json
40 | 60 | 12 | 270 | 30% | 10% | 7200 | 38 | 18 | 1 | 0.25 | 45.6509 | 0.94506 | 46.5959 | WIDTH40_LENGTH60_HIGHT16_ORIENTATION0_WINDOWSRATIO20%_SKYLIGHTRATIO30%_3Dview.png | WIDTH40_LENGTH60_HIGHT16_ORIENTATION0_WINDOWSRATIO20%_SKYLIGHTRATIO30%.json
60 | 40 | 12 | 315 | 30% | 10% | 7200 | 18 | 38 | 1 | 0.25 | 45.5162 | 1.0266 | 46.5428 | WIDTH50_LENGTH60_HIGHT16_ORIENTATION0_WINDOWSRATIO20%_SKYLIGHTRATIO30%_3Dview.png | WIDTH50_LENGTH60_HIGHT16_ORIENTATION0_WINDOWSRATIO20%_SKYLIGHTRATIO30%.json
40 | 60 | 12 | 315 | 30% | 10% | 7200 | 38 | 18 | 1 | 0.25 | 45.5139 | 1.0321 | 46.546 | WIDTH60_LENGTH60_HIGHT16_ORIENTATION0_WINDOWSRATIO20%_SKYLIGHTRATIO30%_3Dview.png | WIDTH60_LENGTH60_HIGHT16_ORIENTATION0_WINDOWSRATIO20%_SKYLIGHTRATIO30%.json
60 | 40 | 12 | 0 | 40% | 10% | 7200 | 18 | 38 | 1 | 0.25 | 46.1944 | 0.80502 | 46.9994 | WIDTH30_LENGTH30_HIGHT8_ORIENTATION45_WINDOWSRATIO20%_SKYLIGHTRATIO30%_3Dview.png | WIDTH30_LENGTH30_HIGHT8_ORIENTATION45_WINDOWSRATIO20%_SKYLIGHTRATIO30%.json
40 | 60 | 12 | 0 | 40% | 10% | 7200 | 38 | 18 | 1 | 0.25 | 46.1372 | 0.85323 | 46.9904 | WIDTH40_LENGTH30_HIGHT8_ORIENTATION45_WINDOWSRATIO20%_SKYLIGHTRATIO30%_3Dview.png | WIDTH40_LENGTH30_HIGHT8_ORIENTATION45_WINDOWSRATIO20%_SKYLIGHTRATIO30%.json
60 | 40 | 12 | 45 | 40% | 10% | 7200 | 18 | 38 | 1 | 0.25 | 46.0399 | 0.89395 | 46.9339 | WIDTH50_LENGTH30_HIGHT8_ORIENTATION45_WINDOWSRATIO20%_SKYLIGHTRATIO30%_3Dview.png | WIDTH50_LENGTH30_HIGHT8_ORIENTATION45_WINDOWSRATIO20%_SKYLIGHTRATIO30%.json
40 | 60 | 12 | 45 | 40% | 10% | 7200 | 38 | 18 | 1 | 0.25 | 46.0487 | 0.88956 | 46.9382 | WIDTH60_LENGTH30_HIGHT8_ORIENTATION45_WINDOWSRATIO20%_SKYLIGHTRATIO30%_3Dview.png | WIDTH60_LENGTH30_HIGHT8_ORIENTATION45_WINDOWSRATIO20%_SKYLIGHTRATIO30%.json
60 | 40 | 12 | 90 | 40% | 10% | 7200 | 18 | 38 | 1 | 0.25 | 46.1364 | 0.85286 | 46.9892 | WIDTH30_LENGTH40_HIGHT8_ORIENTATION45_WINDOWSRATIO20%_SKYLIGHTRATIO30%_3Dview.png | WIDTH30_LENGTH40_HIGHT8_ORIENTATION45_WINDOWSRATIO20%_SKYLIGHTRATIO30%.json
40 | 60 | 12 | 90 | 40% | 10% | 7200 | 38 | 18 | 1 | 0.25 | 46.1956 | 0.80347 | 46.9991 | WIDTH40_LENGTH40_HIGHT8_ORIENTATION45_WINDOWSRATIO20%_SKYLIGHTRATIO30%_3Dview.png | WIDTH40_LENGTH40_HIGHT8_ORIENTATION45_WINDOWSRATIO20%_SKYLIGHTRATIO30%.json
60 | 40 | 12 | 135 | 40% | 10% | 7200 | 18 | 38 | 1 | 0.25 | 46.0486 | 0.88919 | 46.9378 | WIDTH50_LENGTH40_HIGHT8_ORIENTATION45_WINDOWSRATIO20%_SKYLIGHTRATIO30%_3Dview.png | WIDTH50_LENGTH40_HIGHT8_ORIENTATION45_WINDOWSRATIO20%_SKYLIGHTRATIO30%.json
40 | 60 | 12 | 135 | 40% | 10% | 7200 | 38 | 18 | 1 | 0.25 | 46.0372 | 0.89511 | 46.9323 | WIDTH60_LENGTH40_HIGHT8_ORIENTATION45_WINDOWSRATIO20%_SKYLIGHTRATIO30%_3Dview.png | WIDTH60_LENGTH40_HIGHT8_ORIENTATION45_WINDOWSRATIO20%_SKYLIGHTRATIO30%.json
60 | 40 | 12 | 180 | 40% | 10% | 7200 | 18 | 38 | 1 | 0.25 | 46.1944 | 0.80502 | 46.9994 | WIDTH30_LENGTH50_HIGHT8_ORIENTATION45_WINDOWSRATIO20%_SKYLIGHTRATIO30%_3Dview.png | WIDTH30_LENGTH50_HIGHT8_ORIENTATION45_WINDOWSRATIO20%_SKYLIGHTRATIO30%.json
40 | 60 | 12 | 180 | 40% | 10% | 7200 | 38 | 18 | 1 | 0.25 | 46.1372 | 0.85323 | 46.9904 | WIDTH40_LENGTH50_HIGHT8_ORIENTATION45_WINDOWSRATIO20%_SKYLIGHTRATIO30%_3Dview.png | WIDTH40_LENGTH50_HIGHT8_ORIENTATION45_WINDOWSRATIO20%_SKYLIGHTRATIO30%.json
60 | 40 | 12 | 225 | 40% | 10% | 7200 | 18 | 38 | 1 | 0.25 | 46.0389 | 0.89441 | 46.9333 | WIDTH50_LENGTH50_HIGHT8_ORIENTATION45_WINDOWSRATIO20%_SKYLIGHTRATIO30%_3Dview.png | WIDTH50_LENGTH50_HIGHT8_ORIENTATION45_WINDOWSRATIO20%_SKYLIGHTRATIO30%.json
40 | 60 | 12 | 225 | 40% | 10% | 7200 | 38 | 18 | 1 | 0.25 | 46.0496 | 0.88929 | 46.9389 | WIDTH60_LENGTH50_HIGHT8_ORIENTATION45_WINDOWSRATIO20%_SKYLIGHTRATIO30%_3Dview.png | WIDTH60_LENGTH50_HIGHT8_ORIENTATION45_WINDOWSRATIO20%_SKYLIGHTRATIO30%.json
60 | 40 | 12 | 270 | 40% | 10% | 7200 | 18 | 38 | 1 | 0.25 | 46.1364 | 0.85286 | 46.9892 | WIDTH30_LENGTH60_HIGHT8_ORIENTATION45_WINDOWSRATIO20%_SKYLIGHTRATIO30%_3Dview.png | WIDTH30_LENGTH60_HIGHT8_ORIENTATION45_WINDOWSRATIO20%_SKYLIGHTRATIO30%.json
40 | 60 | 12 | 270 | 40% | 10% | 7200 | 38 | 18 | 1 | 0.25 | 46.1956 | 0.80347 | 46.9991 | WIDTH40_LENGTH60_HIGHT8_ORIENTATION45_WINDOWSRATIO20%_SKYLIGHTRATIO30%_3Dview.png | WIDTH40_LENGTH60_HIGHT8_ORIENTATION45_WINDOWSRATIO20%_SKYLIGHTRATIO30%.json
60 | 40 | 12 | 315 | 40% | 10% | 7200 | 18 | 38 | 1 | 0.25 | 46.0458 | 0.89052 | 46.9363 | WIDTH50_LENGTH60_HIGHT8_ORIENTATION45_WINDOWSRATIO20%_SKYLIGHTRATIO30%_3Dview.png | WIDTH50_LENGTH60_HIGHT8_ORIENTATION45_WINDOWSRATIO20%_SKYLIGHTRATIO30%.json
40 | 60 | 12 | 315 | 40% | 10% | 7200 | 38 | 18 | 1 | 0.25 | 46.0371 | 0.89512 | 46.9322 | WIDTH60_LENGTH60_HIGHT8_ORIENTATION45_WINDOWSRATIO20%_SKYLIGHTRATIO30%_3Dview.png | WIDTH60_LENGTH60_HIGHT8_ORIENTATION45_WINDOWSRATIO20%_SKYLIGHTRATIO30%.json
60 | 40 | 12 | 0 | 10% | 20% | 7200 | 18 | 38 | 1 | 0.25 | 44.5138 | 1.2271 | 45.7409 | WIDTH30_LENGTH30_HIGHT12_ORIENTATION45_WINDOWSRATIO20%_SKYLIGHTRATIO30%_3Dview.png | WIDTH30_LENGTH30_HIGHT12_ORIENTATION45_WINDOWSRATIO20%_SKYLIGHTRATIO30%.json
40 | 60 | 12 | 0 | 10% | 20% | 7200 | 38 | 18 | 1 | 0.25 | 44.5119 | 1.2593 | 45.7712 | WIDTH40_LENGTH30_HIGHT12_ORIENTATION45_WINDOWSRATIO20%_SKYLIGHTRATIO30%_3Dview.png | WIDTH40_LENGTH30_HIGHT12_ORIENTATION45_WINDOWSRATIO20%_SKYLIGHTRATIO30%.json
60 | 40 | 12 | 45 | 10% | 20% | 7200 | 18 | 38 | 1 | 0.25 | 44.4281 | 1.2883 | 45.7164 | WIDTH50_LENGTH30_HIGHT12_ORIENTATION45_WINDOWSRATIO20%_SKYLIGHTRATIO30%_3Dview.png | WIDTH50_LENGTH30_HIGHT12_ORIENTATION45_WINDOWSRATIO20%_SKYLIGHTRATIO30%.json
40 | 60 | 12 | 45 | 10% | 20% | 7200 | 38 | 18 | 1 | 0.25 | 44.4199 | 1.2854 | 45.7053 | WIDTH60_LENGTH30_HIGHT12_ORIENTATION45_WINDOWSRATIO20%_SKYLIGHTRATIO30%_3Dview.png | WIDTH60_LENGTH30_HIGHT12_ORIENTATION45_WINDOWSRATIO20%_SKYLIGHTRATIO30%.json
60 | 40 | 12 | 90 | 10% | 20% | 7200 | 18 | 38 | 1 | 0.25 | 44.5118 | 1.2587 | 45.7705 | WIDTH30_LENGTH40_HIGHT12_ORIENTATION45_WINDOWSRATIO20%_SKYLIGHTRATIO30%_3Dview.png | WIDTH30_LENGTH40_HIGHT12_ORIENTATION45_WINDOWSRATIO20%_SKYLIGHTRATIO30%.json
40 | 60 | 12 | 90 | 10% | 20% | 7200 | 38 | 18 | 1 | 0.25 | 44.5158 | 1.2254 | 45.7412 | WIDTH40_LENGTH40_HIGHT12_ORIENTATION45_WINDOWSRATIO20%_SKYLIGHTRATIO30%_3Dview.png | WIDTH40_LENGTH40_HIGHT12_ORIENTATION45_WINDOWSRATIO20%_SKYLIGHTRATIO30%.json
60 | 40 | 12 | 135 | 10% | 20% | 7200 | 18 | 38 | 1 | 0.25 | 44.4145 | 1.2887 | 45.7031 | WIDTH50_LENGTH40_HIGHT12_ORIENTATION45_WINDOWSRATIO20%_SKYLIGHTRATIO30%_3Dview.png | WIDTH50_LENGTH40_HIGHT12_ORIENTATION45_WINDOWSRATIO20%_SKYLIGHTRATIO30%.json
40 | 60 | 12 | 135 | 10% | 20% | 7200 | 38 | 18 | 1 | 0.25 | 44.416 | 1.2925 | 45.7085 | WIDTH60_LENGTH40_HIGHT12_ORIENTATION45_WINDOWSRATIO20%_SKYLIGHTRATIO30%_3Dview.png | WIDTH60_LENGTH40_HIGHT12_ORIENTATION45_WINDOWSRATIO20%_SKYLIGHTRATIO30%.json
60 | 40 | 12 | 180 | 10% | 20% | 7200 | 18 | 38 | 1 | 0.25 | 44.5138 | 1.2271 | 45.7409 | WIDTH30_LENGTH50_HIGHT12_ORIENTATION45_WINDOWSRATIO20%_SKYLIGHTRATIO30%_3Dview.png | WIDTH30_LENGTH50_HIGHT12_ORIENTATION45_WINDOWSRATIO20%_SKYLIGHTRATIO30%.json
40 | 60 | 12 | 180 | 10% | 20% | 7200 | 38 | 18 | 1 | 0.25 | 44.5119 | 1.2593 | 45.7712 | WIDTH40_LENGTH50_HIGHT12_ORIENTATION45_WINDOWSRATIO20%_SKYLIGHTRATIO30%_3Dview.png | WIDTH40_LENGTH50_HIGHT12_ORIENTATION45_WINDOWSRATIO20%_SKYLIGHTRATIO30%.json
60 | 40 | 12 | 225 | 10% | 20% | 7200 | 18 | 38 | 1 | 0.25 | 44.4281 | 1.2883 | 45.7164 | WIDTH50_LENGTH50_HIGHT12_ORIENTATION45_WINDOWSRATIO20%_SKYLIGHTRATIO30%_3Dview.png | WIDTH50_LENGTH50_HIGHT12_ORIENTATION45_WINDOWSRATIO20%_SKYLIGHTRATIO30%.json
40 | 60 | 12 | 225 | 10% | 20% | 7200 | 38 | 18 | 1 | 0.25 | 44.4274 | 1.2827 | 45.7101 | WIDTH60_LENGTH50_HIGHT12_ORIENTATION45_WINDOWSRATIO20%_SKYLIGHTRATIO30%_3Dview.png | WIDTH60_LENGTH50_HIGHT12_ORIENTATION45_WINDOWSRATIO20%_SKYLIGHTRATIO30%.json
60 | 40 | 12 | 270 | 10% | 20% | 7200 | 18 | 38 | 1 | 0.25 | 44.5118 | 1.2587 | 45.7705 | WIDTH30_LENGTH60_HIGHT12_ORIENTATION45_WINDOWSRATIO20%_SKYLIGHTRATIO30%_3Dview.png | WIDTH30_LENGTH60_HIGHT12_ORIENTATION45_WINDOWSRATIO20%_SKYLIGHTRATIO30%.json
40 | 60 | 12 | 270 | 10% | 20% | 7200 | 38 | 18 | 1 | 0.25 | 44.5158 | 1.2254 | 45.7412 | WIDTH40_LENGTH60_HIGHT12_ORIENTATION45_WINDOWSRATIO20%_SKYLIGHTRATIO30%_3Dview.png | WIDTH40_LENGTH60_HIGHT12_ORIENTATION45_WINDOWSRATIO20%_SKYLIGHTRATIO30%.json
60 | 40 | 12 | 315 | 10% | 20% | 7200 | 18 | 38 | 1 | 0.25 | 44.4198 | 1.2848 | 45.7047 | WIDTH50_LENGTH60_HIGHT12_ORIENTATION45_WINDOWSRATIO20%_SKYLIGHTRATIO30%_3Dview.png | WIDTH50_LENGTH60_HIGHT12_ORIENTATION45_WINDOWSRATIO20%_SKYLIGHTRATIO30%.json
40 | 60 | 12 | 315 | 10% | 20% | 7200 | 38 | 18 | 1 | 0.25 | 44.4186 | 1.2909 | 45.7096 | WIDTH60_LENGTH60_HIGHT12_ORIENTATION45_WINDOWSRATIO20%_SKYLIGHTRATIO30%_3Dview.png | WIDTH60_LENGTH60_HIGHT12_ORIENTATION45_WINDOWSRATIO20%_SKYLIGHTRATIO30%.json
60 | 40 | 12 | 0 | 20% | 20% | 7200 | 18 | 38 | 1 | 0.25 | 45.3309 | 1.0273 | 46.3582 | WIDTH30_LENGTH30_HIGHT16_ORIENTATION45_WINDOWSRATIO20%_SKYLIGHTRATIO30%_3Dview.png | WIDTH30_LENGTH30_HIGHT16_ORIENTATION45_WINDOWSRATIO20%_SKYLIGHTRATIO30%.json
40 | 60 | 12 | 0 | 20% | 20% | 7200 | 38 | 18 | 1 | 0.25 | 45.3142 | 1.068 | 46.3821 | WIDTH40_LENGTH30_HIGHT16_ORIENTATION45_WINDOWSRATIO20%_SKYLIGHTRATIO30%_3Dview.png | WIDTH40_LENGTH30_HIGHT16_ORIENTATION45_WINDOWSRATIO20%_SKYLIGHTRATIO30%.json
60 | 40 | 12 | 45 | 20% | 20% | 7200 | 18 | 38 | 1 | 0.25 | 45.2247 | 1.1028 | 46.3275 | WIDTH50_LENGTH30_HIGHT16_ORIENTATION45_WINDOWSRATIO20%_SKYLIGHTRATIO30%_3Dview.png | WIDTH50_LENGTH30_HIGHT16_ORIENTATION45_WINDOWSRATIO20%_SKYLIGHTRATIO30%.json
40 | 60 | 12 | 45 | 20% | 20% | 7200 | 38 | 18 | 1 | 0.25 | 45.2175 | 1.0991 | 46.3167 | WIDTH60_LENGTH30_HIGHT16_ORIENTATION45_WINDOWSRATIO20%_SKYLIGHTRATIO30%_3Dview.png | WIDTH60_LENGTH30_HIGHT16_ORIENTATION45_WINDOWSRATIO20%_SKYLIGHTRATIO30%.json
60 | 40 | 12 | 90 | 20% | 20% | 7200 | 18 | 38 | 1 | 0.25 | 45.3134 | 1.0681 | 46.3815 | WIDTH30_LENGTH40_HIGHT16_ORIENTATION45_WINDOWSRATIO20%_SKYLIGHTRATIO30%_3Dview.png | WIDTH30_LENGTH40_HIGHT16_ORIENTATION45_WINDOWSRATIO20%_SKYLIGHTRATIO30%.json
40 | 60 | 12 | 90 | 20% | 20% | 7200 | 38 | 18 | 1 | 0.25 | 45.3332 | 1.0271 | 46.3603 | WIDTH40_LENGTH40_HIGHT16_ORIENTATION45_WINDOWSRATIO20%_SKYLIGHTRATIO30%_3Dview.png | WIDTH40_LENGTH40_HIGHT16_ORIENTATION45_WINDOWSRATIO20%_SKYLIGHTRATIO30%.json
60 | 40 | 12 | 135 | 20% | 20% | 7200 | 18 | 38 | 1 | 0.25 | 45.2094 | 1.102 | 46.3114 | WIDTH50_LENGTH40_HIGHT16_ORIENTATION45_WINDOWSRATIO20%_SKYLIGHTRATIO30%_3Dview.png | WIDTH50_LENGTH40_HIGHT16_ORIENTATION45_WINDOWSRATIO20%_SKYLIGHTRATIO30%.json
40 | 60 | 12 | 135 | 20% | 20% | 7200 | 38 | 18 | 1 | 0.25 | 45.2133 | 1.1056 | 46.3189 | WIDTH60_LENGTH40_HIGHT16_ORIENTATION45_WINDOWSRATIO20%_SKYLIGHTRATIO30%_3Dview.png | WIDTH60_LENGTH40_HIGHT16_ORIENTATION45_WINDOWSRATIO20%_SKYLIGHTRATIO30%.json
60 | 40 | 12 | 180 | 20% | 20% | 7200 | 18 | 38 | 1 | 0.25 | 45.3309 | 1.0273 | 46.3582 | WIDTH30_LENGTH50_HIGHT16_ORIENTATION45_WINDOWSRATIO20%_SKYLIGHTRATIO30%_3Dview.png | WIDTH30_LENGTH50_HIGHT16_ORIENTATION45_WINDOWSRATIO20%_SKYLIGHTRATIO30%.json
40 | 60 | 12 | 180 | 20% | 20% | 7200 | 38 | 18 | 1 | 0.25 | 45.3142 | 1.068 | 46.3821 | WIDTH40_LENGTH50_HIGHT16_ORIENTATION45_WINDOWSRATIO20%_SKYLIGHTRATIO30%_3Dview.png | WIDTH40_LENGTH50_HIGHT16_ORIENTATION45_WINDOWSRATIO20%_SKYLIGHTRATIO30%.json
60 | 40 | 12 | 225 | 20% | 20% | 7200 | 18 | 38 | 1 | 0.25 | 45.2247 | 1.1028 | 46.3275 | WIDTH50_LENGTH50_HIGHT16_ORIENTATION45_WINDOWSRATIO20%_SKYLIGHTRATIO30%_3Dview.png | WIDTH50_LENGTH50_HIGHT16_ORIENTATION45_WINDOWSRATIO20%_SKYLIGHTRATIO30%.json
40 | 60 | 12 | 225 | 20% | 20% | 7200 | 38 | 18 | 1 | 0.25 | 45.2239 | 1.0966 | 46.3205 | WIDTH60_LENGTH50_HIGHT16_ORIENTATION45_WINDOWSRATIO20%_SKYLIGHTRATIO30%_3Dview.png | WIDTH60_LENGTH50_HIGHT16_ORIENTATION45_WINDOWSRATIO20%_SKYLIGHTRATIO30%.json
60 | 40 | 12 | 270 | 20% | 20% | 7200 | 18 | 38 | 1 | 0.25 | 45.3134 | 1.0681 | 46.3815 | WIDTH30_LENGTH60_HIGHT16_ORIENTATION45_WINDOWSRATIO20%_SKYLIGHTRATIO30%_3Dview.png | WIDTH30_LENGTH60_HIGHT16_ORIENTATION45_WINDOWSRATIO20%_SKYLIGHTRATIO30%.json
40 | 60 | 12 | 270 | 20% | 20% | 7200 | 38 | 18 | 1 | 0.25 | 45.3332 | 1.0271 | 46.3603 | WIDTH40_LENGTH60_HIGHT16_ORIENTATION45_WINDOWSRATIO20%_SKYLIGHTRATIO30%_3Dview.png | WIDTH40_LENGTH60_HIGHT16_ORIENTATION45_WINDOWSRATIO20%_SKYLIGHTRATIO30%.json
60 | 40 | 12 | 315 | 20% | 20% | 7200 | 18 | 38 | 1 | 0.25 | 45.2169 | 1.0987 | 46.3156 | WIDTH50_LENGTH60_HIGHT16_ORIENTATION45_WINDOWSRATIO20%_SKYLIGHTRATIO30%_3Dview.png | WIDTH50_LENGTH60_HIGHT16_ORIENTATION45_WINDOWSRATIO20%_SKYLIGHTRATIO30%.json
40 | 60 | 12 | 315 | 20% | 20% | 7200 | 38 | 18 | 1 | 0.25 | 45.2156 | 1.1038 | 46.3194 | WIDTH60_LENGTH60_HIGHT16_ORIENTATION45_WINDOWSRATIO20%_SKYLIGHTRATIO30%_3Dview.png | WIDTH60_LENGTH60_HIGHT16_ORIENTATION45_WINDOWSRATIO20%_SKYLIGHTRATIO30%.json
60 | 40 | 12 | 0 | 30% | 20% | 7200 | 18 | 38 | 1 | 0.25 | 45.9749 | 0.86484 | 46.8397 | WIDTH30_LENGTH30_HIGHT8_ORIENTATION90_WINDOWSRATIO20%_SKYLIGHTRATIO30%_3Dview.png | WIDTH30_LENGTH30_HIGHT8_ORIENTATION90_WINDOWSRATIO20%_SKYLIGHTRATIO30%.json
40 | 60 | 12 | 0 | 30% | 20% | 7200 | 38 | 18 | 1 | 0.25 | 45.9373 | 0.91399 | 46.8513 | WIDTH40_LENGTH30_HIGHT8_ORIENTATION90_WINDOWSRATIO20%_SKYLIGHTRATIO30%_3Dview.png | WIDTH40_LENGTH30_HIGHT8_ORIENTATION90_WINDOWSRATIO20%_SKYLIGHTRATIO30%.json
60 | 40 | 12 | 45 | 30% | 20% | 7200 | 18 | 38 | 1 | 0.25 | 45.8436 | 0.94869 | 46.7923 | WIDTH50_LENGTH30_HIGHT8_ORIENTATION90_WINDOWSRATIO20%_SKYLIGHTRATIO30%_3Dview.png | WIDTH50_LENGTH30_HIGHT8_ORIENTATION90_WINDOWSRATIO20%_SKYLIGHTRATIO30%.json
40 | 60 | 12 | 45 | 30% | 20% | 7200 | 38 | 18 | 1 | 0.25 | 45.8421 | 0.94687 | 46.7889 | WIDTH60_LENGTH30_HIGHT8_ORIENTATION90_WINDOWSRATIO20%_SKYLIGHTRATIO30%_3Dview.png | WIDTH60_LENGTH30_HIGHT8_ORIENTATION90_WINDOWSRATIO20%_SKYLIGHTRATIO30%.json
60 | 40 | 12 | 90 | 30% | 20% | 7200 | 18 | 38 | 1 | 0.25 | 45.9374 | 0.9134 | 46.8508 | WIDTH30_LENGTH40_HIGHT8_ORIENTATION90_WINDOWSRATIO20%_SKYLIGHTRATIO30%_3Dview.png | WIDTH30_LENGTH40_HIGHT8_ORIENTATION90_WINDOWSRATIO20%_SKYLIGHTRATIO30%.json
40 | 60 | 12 | 90 | 30% | 20% | 7200 | 38 | 18 | 1 | 0.25 | 45.978 | 0.8636 | 46.8416 | WIDTH40_LENGTH40_HIGHT8_ORIENTATION90_WINDOWSRATIO20%_SKYLIGHTRATIO30%_3Dview.png | WIDTH40_LENGTH40_HIGHT8_ORIENTATION90_WINDOWSRATIO20%_SKYLIGHTRATIO30%.json
60 | 40 | 12 | 135 | 30% | 20% | 7200 | 18 | 38 | 1 | 0.25 | 45.8344 | 0.95028 | 46.7847 | WIDTH50_LENGTH40_HIGHT8_ORIENTATION90_WINDOWSRATIO20%_SKYLIGHTRATIO30%_3Dview.png | WIDTH50_LENGTH40_HIGHT8_ORIENTATION90_WINDOWSRATIO20%_SKYLIGHTRATIO30%.json
40 | 60 | 12 | 135 | 30% | 20% | 7200 | 38 | 18 | 1 | 0.25 | 45.8337 | 0.95285 | 46.7865 | WIDTH60_LENGTH40_HIGHT8_ORIENTATION90_WINDOWSRATIO20%_SKYLIGHTRATIO30%_3Dview.png | WIDTH60_LENGTH40_HIGHT8_ORIENTATION90_WINDOWSRATIO20%_SKYLIGHTRATIO30%.json
60 | 40 | 12 | 180 | 30% | 20% | 7200 | 18 | 38 | 1 | 0.25 | 45.9749 | 0.86484 | 46.8397 | WIDTH30_LENGTH50_HIGHT8_ORIENTATION90_WINDOWSRATIO20%_SKYLIGHTRATIO30%_3Dview.png | WIDTH30_LENGTH50_HIGHT8_ORIENTATION90_WINDOWSRATIO20%_SKYLIGHTRATIO30%.json
40 | 60 | 12 | 180 | 30% | 20% | 7200 | 38 | 18 | 1 | 0.25 | 45.9373 | 0.91399 | 46.8513 | WIDTH40_LENGTH50_HIGHT8_ORIENTATION90_WINDOWSRATIO20%_SKYLIGHTRATIO30%_3Dview.png | WIDTH40_LENGTH50_HIGHT8_ORIENTATION90_WINDOWSRATIO20%_SKYLIGHTRATIO30%.json
60 | 40 | 12 | 225 | 30% | 20% | 7200 | 18 | 38 | 1 | 0.25 | 45.8436 | 0.94869 | 46.7923 | WIDTH50_LENGTH50_HIGHT8_ORIENTATION90_WINDOWSRATIO20%_SKYLIGHTRATIO30%_3Dview.png | WIDTH50_LENGTH50_HIGHT8_ORIENTATION90_WINDOWSRATIO20%_SKYLIGHTRATIO30%.json
40 | 60 | 12 | 225 | 30% | 20% | 7200 | 38 | 18 | 1 | 0.25 | 45.8469 | 0.94478 | 46.7917 | WIDTH60_LENGTH50_HIGHT8_ORIENTATION90_WINDOWSRATIO20%_SKYLIGHTRATIO30%_3Dview.png | WIDTH60_LENGTH50_HIGHT8_ORIENTATION90_WINDOWSRATIO20%_SKYLIGHTRATIO30%.json
60 | 40 | 12 | 270 | 30% | 20% | 7200 | 18 | 38 | 1 | 0.25 | 45.9374 | 0.9134 | 46.8508 | WIDTH30_LENGTH60_HIGHT8_ORIENTATION90_WINDOWSRATIO20%_SKYLIGHTRATIO30%_3Dview.png | WIDTH30_LENGTH60_HIGHT8_ORIENTATION90_WINDOWSRATIO20%_SKYLIGHTRATIO30%.json
40 | 60 | 12 | 270 | 30% | 20% | 7200 | 38 | 18 | 1 | 0.25 | 45.978 | 0.8636 | 46.8416 | WIDTH40_LENGTH60_HIGHT8_ORIENTATION90_WINDOWSRATIO20%_SKYLIGHTRATIO30%_3Dview.png | WIDTH40_LENGTH60_HIGHT8_ORIENTATION90_WINDOWSRATIO20%_SKYLIGHTRATIO30%.json
60 | 40 | 12 | 315 | 30% | 20% | 7200 | 18 | 38 | 1 | 0.25 | 45.8412 | 0.947 | 46.7882 | WIDTH50_LENGTH60_HIGHT8_ORIENTATION90_WINDOWSRATIO20%_SKYLIGHTRATIO30%_3Dview.png | WIDTH50_LENGTH60_HIGHT8_ORIENTATION90_WINDOWSRATIO20%_SKYLIGHTRATIO30%.json
40 | 60 | 12 | 315 | 30% | 20% | 7200 | 38 | 18 | 1 | 0.25 | 45.8359 | 0.95085 | 46.7868 | WIDTH60_LENGTH60_HIGHT8_ORIENTATION90_WINDOWSRATIO20%_SKYLIGHTRATIO30%_3Dview.png | WIDTH60_LENGTH60_HIGHT8_ORIENTATION90_WINDOWSRATIO20%_SKYLIGHTRATIO30%.json
60 | 40 | 12 | 0 | 40% | 20% | 7200 | 18 | 38 | 1 | 0.25 | 46.4778 | 0.73586 | 47.2137 | WIDTH30_LENGTH30_HIGHT12_ORIENTATION90_WINDOWSRATIO20%_SKYLIGHTRATIO30%_3Dview.png | WIDTH30_LENGTH30_HIGHT12_ORIENTATION90_WINDOWSRATIO20%_SKYLIGHTRATIO30%.json
40 | 60 | 12 | 0 | 40% | 20% | 7200 | 38 | 18 | 1 | 0.25 | 46.4127 | 0.78118 | 47.1938 | WIDTH40_LENGTH30_HIGHT12_ORIENTATION90_WINDOWSRATIO20%_SKYLIGHTRATIO30%_3Dview.png | WIDTH40_LENGTH30_HIGHT12_ORIENTATION90_WINDOWSRATIO20%_SKYLIGHTRATIO30%.json
60 | 40 | 12 | 45 | 40% | 20% | 7200 | 18 | 38 | 1 | 0.25 | 46.322 | 0.81944 | 47.1415 | WIDTH50_LENGTH30_HIGHT12_ORIENTATION90_WINDOWSRATIO20%_SKYLIGHTRATIO30%_3Dview.png | WIDTH50_LENGTH30_HIGHT12_ORIENTATION90_WINDOWSRATIO20%_SKYLIGHTRATIO30%.json
40 | 60 | 12 | 45 | 40% | 20% | 7200 | 38 | 18 | 1 | 0.25 | 46.3291 | 0.81648 | 47.1456 | WIDTH60_LENGTH30_HIGHT12_ORIENTATION90_WINDOWSRATIO20%_SKYLIGHTRATIO30%_3Dview.png | WIDTH60_LENGTH30_HIGHT12_ORIENTATION90_WINDOWSRATIO20%_SKYLIGHTRATIO30%.json
60 | 40 | 12 | 90 | 40% | 20% | 7200 | 18 | 38 | 1 | 0.25 | 46.4125 | 0.78067 | 47.1931 | WIDTH30_LENGTH40_HIGHT12_ORIENTATION90_WINDOWSRATIO20%_SKYLIGHTRATIO30%_3Dview.png | WIDTH30_LENGTH40_HIGHT12_ORIENTATION90_WINDOWSRATIO20%_SKYLIGHTRATIO30%.json
40 | 60 | 12 | 90 | 40% | 20% | 7200 | 38 | 18 | 1 | 0.25 | 46.4802 | 0.73327 | 47.2134 | WIDTH40_LENGTH40_HIGHT12_ORIENTATION90_WINDOWSRATIO20%_SKYLIGHTRATIO30%_3Dview.png | WIDTH40_LENGTH40_HIGHT12_ORIENTATION90_WINDOWSRATIO20%_SKYLIGHTRATIO30%.json
60 | 40 | 12 | 135 | 40% | 20% | 7200 | 18 | 38 | 1 | 0.25 | 46.3217 | 0.81937 | 47.1411 | WIDTH50_LENGTH40_HIGHT12_ORIENTATION90_WINDOWSRATIO20%_SKYLIGHTRATIO30%_3Dview.png | WIDTH50_LENGTH40_HIGHT12_ORIENTATION90_WINDOWSRATIO20%_SKYLIGHTRATIO30%.json
40 | 60 | 12 | 135 | 40% | 20% | 7200 | 38 | 18 | 1 | 0.25 | 46.3132 | 0.82219 | 47.1354 | WIDTH60_LENGTH40_HIGHT12_ORIENTATION90_WINDOWSRATIO20%_SKYLIGHTRATIO30%_3Dview.png | WIDTH60_LENGTH40_HIGHT12_ORIENTATION90_WINDOWSRATIO20%_SKYLIGHTRATIO30%.json
60 | 40 | 12 | 180 | 40% | 20% | 7200 | 18 | 38 | 1 | 0.25 | 46.4778 | 0.73586 | 47.2137 | WIDTH30_LENGTH50_HIGHT12_ORIENTATION90_WINDOWSRATIO20%_SKYLIGHTRATIO30%_3Dview.png | WIDTH30_LENGTH50_HIGHT12_ORIENTATION90_WINDOWSRATIO20%_SKYLIGHTRATIO30%.json
40 | 60 | 12 | 180 | 40% | 20% | 7200 | 38 | 18 | 1 | 0.25 | 46.4127 | 0.78118 | 47.1938 | WIDTH40_LENGTH50_HIGHT12_ORIENTATION90_WINDOWSRATIO20%_SKYLIGHTRATIO30%_3Dview.png | WIDTH40_LENGTH50_HIGHT12_ORIENTATION90_WINDOWSRATIO20%_SKYLIGHTRATIO30%.json
60 | 40 | 12 | 225 | 40% | 20% | 7200 | 18 | 38 | 1 | 0.25 | 46.322 | 0.81944 | 47.1415 | WIDTH50_LENGTH50_HIGHT12_ORIENTATION90_WINDOWSRATIO20%_SKYLIGHTRATIO30%_3Dview.png | WIDTH50_LENGTH50_HIGHT12_ORIENTATION90_WINDOWSRATIO20%_SKYLIGHTRATIO30%.json
40 | 60 | 12 | 225 | 40% | 20% | 7200 | 38 | 18 | 1 | 0.25 | 46.3341 | 0.81454 | 47.1486 | WIDTH60_LENGTH50_HIGHT12_ORIENTATION90_WINDOWSRATIO20%_SKYLIGHTRATIO30%_3Dview.png | WIDTH60_LENGTH50_HIGHT12_ORIENTATION90_WINDOWSRATIO20%_SKYLIGHTRATIO30%.json
60 | 40 | 12 | 270 | 40% | 20% | 7200 | 18 | 38 | 1 | 0.25 | 46.4125 | 0.78067 | 47.1931 | WIDTH30_LENGTH60_HIGHT12_ORIENTATION90_WINDOWSRATIO20%_SKYLIGHTRATIO30%_3Dview.png | WIDTH30_LENGTH60_HIGHT12_ORIENTATION90_WINDOWSRATIO20%_SKYLIGHTRATIO30%.json
40 | 60 | 12 | 270 | 40% | 20% | 7200 | 38 | 18 | 1 | 0.25 | 46.4802 | 0.73327 | 47.2134 | WIDTH40_LENGTH60_HIGHT12_ORIENTATION90_WINDOWSRATIO20%_SKYLIGHTRATIO30%_3Dview.png | WIDTH40_LENGTH60_HIGHT12_ORIENTATION90_WINDOWSRATIO20%_SKYLIGHTRATIO30%.json
60 | 40 | 12 | 315 | 40% | 20% | 7200 | 18 | 38 | 1 | 0.25 | 46.328 | 0.81629 | 47.1443 | WIDTH50_LENGTH60_HIGHT12_ORIENTATION90_WINDOWSRATIO20%_SKYLIGHTRATIO30%_3Dview.png | WIDTH50_LENGTH60_HIGHT12_ORIENTATION90_WINDOWSRATIO20%_SKYLIGHTRATIO30%.json
40 | 60 | 12 | 315 | 40% | 20% | 7200 | 38 | 18 | 1 | 0.25 | 46.3157 | 0.82147 | 47.1371 | WIDTH60_LENGTH60_HIGHT12_ORIENTATION90_WINDOWSRATIO20%_SKYLIGHTRATIO30%_3Dview.png | WIDTH60_LENGTH60_HIGHT12_ORIENTATION90_WINDOWSRATIO20%_SKYLIGHTRATIO30%.json
60 | 40 | 12 | 0 | 10% | 30% | 7200 | 18 | 38 | 1 | 0.25 | 46.7624 | 1.1483 | 47.9107 | WIDTH30_LENGTH30_HIGHT16_ORIENTATION90_WINDOWSRATIO20%_SKYLIGHTRATIO30%_3Dview.png | WIDTH30_LENGTH30_HIGHT16_ORIENTATION90_WINDOWSRATIO20%_SKYLIGHTRATIO30%.json
40 | 60 | 12 | 0 | 10% | 30% | 7200 | 38 | 18 | 1 | 0.25 | 46.757 | 1.1802 | 47.9372 | WIDTH40_LENGTH30_HIGHT16_ORIENTATION90_WINDOWSRATIO20%_SKYLIGHTRATIO30%_3Dview.png | WIDTH40_LENGTH30_HIGHT16_ORIENTATION90_WINDOWSRATIO20%_SKYLIGHTRATIO30%.json
60 | 40 | 12 | 45 | 10% | 30% | 7200 | 18 | 38 | 1 | 0.25 | 46.679 | 1.2099 | 47.8889 | WIDTH50_LENGTH30_HIGHT16_ORIENTATION90_WINDOWSRATIO20%_SKYLIGHTRATIO30%_3Dview.png | WIDTH50_LENGTH30_HIGHT16_ORIENTATION90_WINDOWSRATIO20%_SKYLIGHTRATIO30%.json
40 | 60 | 12 | 45 | 10% | 30% | 7200 | 38 | 18 | 1 | 0.25 | 46.6766 | 1.2044 | 47.881 | WIDTH60_LENGTH30_HIGHT16_ORIENTATION90_WINDOWSRATIO20%_SKYLIGHTRATIO30%_3Dview.png | WIDTH60_LENGTH30_HIGHT16_ORIENTATION90_WINDOWSRATIO20%_SKYLIGHTRATIO30%.json
60 | 40 | 12 | 90 | 10% | 30% | 7200 | 18 | 38 | 1 | 0.25 | 46.7579 | 1.1785 | 47.9365 | WIDTH30_LENGTH40_HIGHT16_ORIENTATION90_WINDOWSRATIO20%_SKYLIGHTRATIO30%_3Dview.png | WIDTH30_LENGTH40_HIGHT16_ORIENTATION90_WINDOWSRATIO20%_SKYLIGHTRATIO30%.json
40 | 60 | 12 | 90 | 10% | 30% | 7200 | 38 | 18 | 1 | 0.25 | 46.7641 | 1.147 | 47.9111 | WIDTH40_LENGTH40_HIGHT16_ORIENTATION90_WINDOWSRATIO20%_SKYLIGHTRATIO30%_3Dview.png | WIDTH40_LENGTH40_HIGHT16_ORIENTATION90_WINDOWSRATIO20%_SKYLIGHTRATIO30%.json
60 | 40 | 12 | 135 | 10% | 30% | 7200 | 18 | 38 | 1 | 0.25 | 46.6518 | 1.214 | 47.8658 | WIDTH50_LENGTH40_HIGHT16_ORIENTATION90_WINDOWSRATIO20%_SKYLIGHTRATIO30%_3Dview.png | WIDTH50_LENGTH40_HIGHT16_ORIENTATION90_WINDOWSRATIO20%_SKYLIGHTRATIO30%.json
40 | 60 | 12 | 135 | 10% | 30% | 7200 | 38 | 18 | 1 | 0.25 | 46.6585 | 1.2212 | 47.8797 | WIDTH60_LENGTH40_HIGHT16_ORIENTATION90_WINDOWSRATIO20%_SKYLIGHTRATIO30%_3Dview.png | WIDTH60_LENGTH40_HIGHT16_ORIENTATION90_WINDOWSRATIO20%_SKYLIGHTRATIO30%.json
60 | 40 | 12 | 180 | 10% | 30% | 7200 | 18 | 38 | 1 | 0.25 | 46.7624 | 1.1483 | 47.9107 | WIDTH30_LENGTH50_HIGHT16_ORIENTATION90_WINDOWSRATIO20%_SKYLIGHTRATIO30%_3Dview.png | WIDTH30_LENGTH50_HIGHT16_ORIENTATION90_WINDOWSRATIO20%_SKYLIGHTRATIO30%.json
40 | 60 | 12 | 180 | 10% | 30% | 7200 | 38 | 18 | 1 | 0.25 | 46.757 | 1.1802 | 47.9372 | WIDTH40_LENGTH50_HIGHT16_ORIENTATION90_WINDOWSRATIO20%_SKYLIGHTRATIO30%_3Dview.png | WIDTH40_LENGTH50_HIGHT16_ORIENTATION90_WINDOWSRATIO20%_SKYLIGHTRATIO30%.json
60 | 40 | 12 | 225 | 10% | 30% | 7200 | 18 | 38 | 1 | 0.25 | 46.679 | 1.2099 | 47.8889 | WIDTH50_LENGTH50_HIGHT16_ORIENTATION90_WINDOWSRATIO20%_SKYLIGHTRATIO30%_3Dview.png | WIDTH50_LENGTH50_HIGHT16_ORIENTATION90_WINDOWSRATIO20%_SKYLIGHTRATIO30%.json
40 | 60 | 12 | 225 | 10% | 30% | 7200 | 38 | 18 | 1 | 0.25 | 46.6766 | 1.2044 | 47.881 | WIDTH60_LENGTH50_HIGHT16_ORIENTATION90_WINDOWSRATIO20%_SKYLIGHTRATIO30%_3Dview.png | WIDTH60_LENGTH50_HIGHT16_ORIENTATION90_WINDOWSRATIO20%_SKYLIGHTRATIO30%.json
60 | 40 | 12 | 270 | 10% | 30% | 7200 | 18 | 38 | 1 | 0.25 | 46.7579 | 1.1785 | 47.9365 | WIDTH30_LENGTH60_HIGHT16_ORIENTATION90_WINDOWSRATIO20%_SKYLIGHTRATIO30%_3Dview.png | WIDTH30_LENGTH60_HIGHT16_ORIENTATION90_WINDOWSRATIO20%_SKYLIGHTRATIO30%.json
40 | 60 | 12 | 270 | 10% | 30% | 7200 | 38 | 18 | 1 | 0.25 | 46.7641 | 1.147 | 47.9111 | WIDTH40_LENGTH60_HIGHT16_ORIENTATION90_WINDOWSRATIO20%_SKYLIGHTRATIO30%_3Dview.png | WIDTH40_LENGTH60_HIGHT16_ORIENTATION90_WINDOWSRATIO20%_SKYLIGHTRATIO30%.json
60 | 40 | 12 | 315 | 10% | 30% | 7200 | 18 | 38 | 1 | 0.25 | 46.6756 | 1.2046 | 47.8802 | WIDTH50_LENGTH60_HIGHT16_ORIENTATION90_WINDOWSRATIO20%_SKYLIGHTRATIO30%_3Dview.png | WIDTH50_LENGTH60_HIGHT16_ORIENTATION90_WINDOWSRATIO20%_SKYLIGHTRATIO30%.json
40 | 60 | 12 | 315 | 10% | 30% | 7200 | 38 | 18 | 1 | 0.25 | 46.6652 | 1.2149 | 47.8802 | WIDTH60_LENGTH60_HIGHT16_ORIENTATION90_WINDOWSRATIO20%_SKYLIGHTRATIO30%_3Dview.png | WIDTH60_LENGTH60_HIGHT16_ORIENTATION90_WINDOWSRATIO20%_SKYLIGHTRATIO30%.json
60 | 40 | 12 | 0 | 20% | 30% | 7200 | 18 | 38 | 1 | 0.25 | 47.5256 | 0.96013 | 48.4857 | WIDTH30_LENGTH30_HIGHT8_ORIENTATION135_WINDOWSRATIO20%_SKYLIGHTRATIO30%_3Dview.png | WIDTH30_LENGTH30_HIGHT8_ORIENTATION135_WINDOWSRATIO20%_SKYLIGHTRATIO30%.json
40 | 60 | 12 | 0 | 20% | 30% | 7200 | 38 | 18 | 1 | 0.25 | 47.5019 | 0.99679 | 48.4987 | WIDTH40_LENGTH30_HIGHT8_ORIENTATION135_WINDOWSRATIO20%_SKYLIGHTRATIO30%_3Dview.png | WIDTH40_LENGTH30_HIGHT8_ORIENTATION135_WINDOWSRATIO20%_SKYLIGHTRATIO30%.json
60 | 40 | 12 | 45 | 20% | 30% | 7200 | 18 | 38 | 1 | 0.25 | 47.4199 | 1.0308 | 48.4507 | WIDTH50_LENGTH30_HIGHT8_ORIENTATION135_WINDOWSRATIO20%_SKYLIGHTRATIO30%_3Dview.png | WIDTH50_LENGTH30_HIGHT8_ORIENTATION135_WINDOWSRATIO20%_SKYLIGHTRATIO30%.json
40 | 60 | 12 | 45 | 20% | 30% | 7200 | 38 | 18 | 1 | 0.25 | 47.4178 | 1.0246 | 48.4424 | WIDTH60_LENGTH30_HIGHT8_ORIENTATION135_WINDOWSRATIO20%_SKYLIGHTRATIO30%_3Dview.png | WIDTH60_LENGTH30_HIGHT8_ORIENTATION135_WINDOWSRATIO20%_SKYLIGHTRATIO30%.json
60 | 40 | 12 | 90 | 20% | 30% | 7200 | 18 | 38 | 1 | 0.25 | 47.5027 | 0.99623 | 48.499 | WIDTH30_LENGTH40_HIGHT8_ORIENTATION135_WINDOWSRATIO20%_SKYLIGHTRATIO30%_3Dview.png | WIDTH30_LENGTH40_HIGHT8_ORIENTATION135_WINDOWSRATIO20%_SKYLIGHTRATIO30%.json
40 | 60 | 12 | 90 | 20% | 30% | 7200 | 38 | 18 | 1 | 0.25 | 47.5252 | 0.95846 | 48.4837 | WIDTH40_LENGTH40_HIGHT8_ORIENTATION135_WINDOWSRATIO20%_SKYLIGHTRATIO30%_3Dview.png | WIDTH40_LENGTH40_HIGHT8_ORIENTATION135_WINDOWSRATIO20%_SKYLIGHTRATIO30%.json
60 | 40 | 12 | 135 | 20% | 30% | 7200 | 18 | 38 | 1 | 0.25 | 47.3943 | 1.035 | 48.4293 | WIDTH50_LENGTH40_HIGHT8_ORIENTATION135_WINDOWSRATIO20%_SKYLIGHTRATIO30%_3Dview.png | WIDTH50_LENGTH40_HIGHT8_ORIENTATION135_WINDOWSRATIO20%_SKYLIGHTRATIO30%.json
40 | 60 | 12 | 135 | 20% | 30% | 7200 | 38 | 18 | 1 | 0.25 | 47.3988 | 1.039 | 48.4378 | WIDTH60_LENGTH40_HIGHT8_ORIENTATION135_WINDOWSRATIO20%_SKYLIGHTRATIO30%_3Dview.png | WIDTH60_LENGTH40_HIGHT8_ORIENTATION135_WINDOWSRATIO20%_SKYLIGHTRATIO30%.json
60 | 40 | 12 | 180 | 20% | 30% | 7200 | 18 | 38 | 1 | 0.25 | 47.5256 | 0.96013 | 48.4857 | WIDTH30_LENGTH50_HIGHT8_ORIENTATION135_WINDOWSRATIO20%_SKYLIGHTRATIO30%_3Dview.png | WIDTH30_LENGTH50_HIGHT8_ORIENTATION135_WINDOWSRATIO20%_SKYLIGHTRATIO30%.json
40 | 60 | 12 | 180 | 20% | 30% | 7200 | 38 | 18 | 1 | 0.25 | 47.5019 | 0.99679 | 48.4987 | WIDTH40_LENGTH50_HIGHT8_ORIENTATION135_WINDOWSRATIO20%_SKYLIGHTRATIO30%_3Dview.png | WIDTH40_LENGTH50_HIGHT8_ORIENTATION135_WINDOWSRATIO20%_SKYLIGHTRATIO30%.json
60 | 40 | 12 | 225 | 20% | 30% | 7200 | 18 | 38 | 1 | 0.25 | 47.4199 | 1.0308 | 48.4507 | WIDTH50_LENGTH50_HIGHT8_ORIENTATION135_WINDOWSRATIO20%_SKYLIGHTRATIO30%_3Dview.png | WIDTH50_LENGTH50_HIGHT8_ORIENTATION135_WINDOWSRATIO20%_SKYLIGHTRATIO30%.json
40 | 60 | 12 | 225 | 20% | 30% | 7200 | 38 | 18 | 1 | 0.25 | 47.4178 | 1.0246 | 48.4424 | WIDTH60_LENGTH50_HIGHT8_ORIENTATION135_WINDOWSRATIO20%_SKYLIGHTRATIO30%_3Dview.png | WIDTH60_LENGTH50_HIGHT8_ORIENTATION135_WINDOWSRATIO20%_SKYLIGHTRATIO30%.json
60 | 40 | 12 | 270 | 20% | 30% | 7200 | 18 | 38 | 1 | 0.25 | 47.5027 | 0.99623 | 48.499 | WIDTH30_LENGTH60_HIGHT8_ORIENTATION135_WINDOWSRATIO20%_SKYLIGHTRATIO30%_3Dview.png | WIDTH30_LENGTH60_HIGHT8_ORIENTATION135_WINDOWSRATIO20%_SKYLIGHTRATIO30%.json
40 | 60 | 12 | 270 | 20% | 30% | 7200 | 38 | 18 | 1 | 0.25 | 47.5252 | 0.95846 | 48.4837 | WIDTH40_LENGTH60_HIGHT8_ORIENTATION135_WINDOWSRATIO20%_SKYLIGHTRATIO30%_3Dview.png | WIDTH40_LENGTH60_HIGHT8_ORIENTATION135_WINDOWSRATIO20%_SKYLIGHTRATIO30%.json
60 | 40 | 12 | 315 | 20% | 30% | 7200 | 18 | 38 | 1 | 0.25 | 47.4147 | 1.0248 | 48.4395 | WIDTH50_LENGTH60_HIGHT8_ORIENTATION135_WINDOWSRATIO20%_SKYLIGHTRATIO30%_3Dview.png | WIDTH50_LENGTH60_HIGHT8_ORIENTATION135_WINDOWSRATIO20%_SKYLIGHTRATIO30%.json
40 | 60 | 12 | 315 | 20% | 30% | 7200 | 38 | 18 | 1 | 0.25 | 47.4064 | 1.0356 | 48.442 | WIDTH60_LENGTH60_HIGHT8_ORIENTATION135_WINDOWSRATIO20%_SKYLIGHTRATIO30%_3Dview.png | WIDTH60_LENGTH60_HIGHT8_ORIENTATION135_WINDOWSRATIO20%_SKYLIGHTRATIO30%.json
60 | 40 | 12 | 0 | 30% | 30% | 7200 | 18 | 38 | 1 | 0.25 | 48.1282 | 0.804 | 48.9322 | WIDTH30_LENGTH30_HIGHT12_ORIENTATION135_WINDOWSRATIO20%_SKYLIGHTRATIO30%_3Dview.png | WIDTH30_LENGTH30_HIGHT12_ORIENTATION135_WINDOWSRATIO20%_SKYLIGHTRATIO30%.json
40 | 60 | 12 | 0 | 30% | 30% | 7200 | 38 | 18 | 1 | 0.25 | 48.0865 | 0.84777 | 48.9343 | WIDTH40_LENGTH30_HIGHT12_ORIENTATION135_WINDOWSRATIO20%_SKYLIGHTRATIO30%_3Dview.png | WIDTH40_LENGTH30_HIGHT12_ORIENTATION135_WINDOWSRATIO20%_SKYLIGHTRATIO30%.json
60 | 40 | 12 | 45 | 30% | 30% | 7200 | 18 | 38 | 1 | 0.25 | 47.9987 | 0.88343 | 48.8821 | WIDTH50_LENGTH30_HIGHT12_ORIENTATION135_WINDOWSRATIO20%_SKYLIGHTRATIO30%_3Dview.png | WIDTH50_LENGTH30_HIGHT12_ORIENTATION135_WINDOWSRATIO20%_SKYLIGHTRATIO30%.json
40 | 60 | 12 | 45 | 30% | 30% | 7200 | 38 | 18 | 1 | 0.25 | 48.0039 | 0.87758 | 48.8814 | WIDTH60_LENGTH30_HIGHT12_ORIENTATION135_WINDOWSRATIO20%_SKYLIGHTRATIO30%_3Dview.png | WIDTH60_LENGTH30_HIGHT12_ORIENTATION135_WINDOWSRATIO20%_SKYLIGHTRATIO30%.json
60 | 40 | 12 | 90 | 30% | 30% | 7200 | 18 | 38 | 1 | 0.25 | 48.0868 | 0.84724 | 48.9341 | WIDTH30_LENGTH40_HIGHT12_ORIENTATION135_WINDOWSRATIO20%_SKYLIGHTRATIO30%_3Dview.png | WIDTH30_LENGTH40_HIGHT12_ORIENTATION135_WINDOWSRATIO20%_SKYLIGHTRATIO30%.json
40 | 60 | 12 | 90 | 30% | 30% | 7200 | 38 | 18 | 1 | 0.25 | 48.1316 | 0.80031 | 48.9319 | WIDTH40_LENGTH40_HIGHT12_ORIENTATION135_WINDOWSRATIO20%_SKYLIGHTRATIO30%_3Dview.png | WIDTH40_LENGTH40_HIGHT12_ORIENTATION135_WINDOWSRATIO20%_SKYLIGHTRATIO30%.json
60 | 40 | 12 | 135 | 30% | 30% | 7200 | 18 | 38 | 1 | 0.25 | 47.9816 | 0.8863 | 48.8679 | WIDTH50_LENGTH40_HIGHT12_ORIENTATION135_WINDOWSRATIO20%_SKYLIGHTRATIO30%_3Dview.png | WIDTH50_LENGTH40_HIGHT12_ORIENTATION135_WINDOWSRATIO20%_SKYLIGHTRATIO30%.json
40 | 60 | 12 | 135 | 30% | 30% | 7200 | 38 | 18 | 1 | 0.25 | 47.9797 | 0.8926 | 48.8723 | WIDTH60_LENGTH40_HIGHT12_ORIENTATION135_WINDOWSRATIO20%_SKYLIGHTRATIO30%_3Dview.png | WIDTH60_LENGTH40_HIGHT12_ORIENTATION135_WINDOWSRATIO20%_SKYLIGHTRATIO30%.json
60 | 40 | 12 | 180 | 30% | 30% | 7200 | 18 | 38 | 1 | 0.25 | 48.1282 | 0.804 | 48.9322 | WIDTH30_LENGTH50_HIGHT12_ORIENTATION135_WINDOWSRATIO20%_SKYLIGHTRATIO30%_3Dview.png | WIDTH30_LENGTH50_HIGHT12_ORIENTATION135_WINDOWSRATIO20%_SKYLIGHTRATIO30%.json
40 | 60 | 12 | 180 | 30% | 30% | 7200 | 38 | 18 | 1 | 0.25 | 48.0865 | 0.84777 | 48.9343 | WIDTH40_LENGTH50_HIGHT12_ORIENTATION135_WINDOWSRATIO20%_SKYLIGHTRATIO30%_3Dview.png | WIDTH40_LENGTH50_HIGHT12_ORIENTATION135_WINDOWSRATIO20%_SKYLIGHTRATIO30%.json
60 | 40 | 12 | 225 | 30% | 30% | 7200 | 18 | 38 | 1 | 0.25 | 47.9987 | 0.88343 | 48.8821 | WIDTH50_LENGTH50_HIGHT12_ORIENTATION135_WINDOWSRATIO20%_SKYLIGHTRATIO30%_3Dview.png | WIDTH50_LENGTH50_HIGHT12_ORIENTATION135_WINDOWSRATIO20%_SKYLIGHTRATIO30%.json
40 | 60 | 12 | 225 | 30% | 30% | 7200 | 38 | 18 | 1 | 0.25 | 48.0039 | 0.87758 | 48.8814 | WIDTH60_LENGTH50_HIGHT12_ORIENTATION135_WINDOWSRATIO20%_SKYLIGHTRATIO30%_3Dview.png | WIDTH60_LENGTH50_HIGHT12_ORIENTATION135_WINDOWSRATIO20%_SKYLIGHTRATIO30%.json
60 | 40 | 12 | 270 | 30% | 30% | 7200 | 18 | 38 | 1 | 0.25 | 48.0868 | 0.84724 | 48.9341 | WIDTH30_LENGTH60_HIGHT12_ORIENTATION135_WINDOWSRATIO20%_SKYLIGHTRATIO30%_3Dview.png | WIDTH30_LENGTH60_HIGHT12_ORIENTATION135_WINDOWSRATIO20%_SKYLIGHTRATIO30%.json
40 | 60 | 12 | 270 | 30% | 30% | 7200 | 38 | 18 | 1 | 0.25 | 48.1316 | 0.80031 | 48.9319 | WIDTH40_LENGTH60_HIGHT12_ORIENTATION135_WINDOWSRATIO20%_SKYLIGHTRATIO30%_3Dview.png | WIDTH40_LENGTH60_HIGHT12_ORIENTATION135_WINDOWSRATIO20%_SKYLIGHTRATIO30%.json
60 | 40 | 12 | 315 | 30% | 30% | 7200 | 18 | 38 | 1 | 0.25 | 48.0025 | 0.8778 | 48.8803 | WIDTH50_LENGTH60_HIGHT12_ORIENTATION135_WINDOWSRATIO20%_SKYLIGHTRATIO30%_3Dview.png | WIDTH50_LENGTH60_HIGHT12_ORIENTATION135_WINDOWSRATIO20%_SKYLIGHTRATIO30%.json
40 | 60 | 12 | 315 | 30% | 30% | 7200 | 38 | 18 | 1 | 0.25 | 47.9881 | 0.88773 | 48.8758 | WIDTH60_LENGTH60_HIGHT12_ORIENTATION135_WINDOWSRATIO20%_SKYLIGHTRATIO30%_3Dview.png | WIDTH60_LENGTH60_HIGHT12_ORIENTATION135_WINDOWSRATIO20%_SKYLIGHTRATIO30%.json
60 | 40 | 12 | 0 | 40% | 30% | 7200 | 18 | 38 | 1 | 0.25 | 48.5993 | 0.67988 | 49.2792 | WIDTH30_LENGTH30_HIGHT16_ORIENTATION135_WINDOWSRATIO20%_SKYLIGHTRATIO30%_3Dview.png | WIDTH30_LENGTH30_HIGHT16_ORIENTATION135_WINDOWSRATIO20%_SKYLIGHTRATIO30%.json
40 | 60 | 12 | 0 | 40% | 30% | 7200 | 38 | 18 | 1 | 0.25 | 48.5307 | 0.72329 | 49.254 | WIDTH40_LENGTH30_HIGHT16_ORIENTATION135_WINDOWSRATIO20%_SKYLIGHTRATIO30%_3Dview.png | WIDTH40_LENGTH30_HIGHT16_ORIENTATION135_WINDOWSRATIO20%_SKYLIGHTRATIO30%.json
60 | 40 | 12 | 45 | 40% | 30% | 7200 | 18 | 38 | 1 | 0.25 | 48.4473 | 0.75894 | 49.2062 | WIDTH50_LENGTH30_HIGHT16_ORIENTATION135_WINDOWSRATIO20%_SKYLIGHTRATIO30%_3Dview.png | WIDTH50_LENGTH30_HIGHT16_ORIENTATION135_WINDOWSRATIO20%_SKYLIGHTRATIO30%.json
40 | 60 | 12 | 45 | 40% | 30% | 7200 | 38 | 18 | 1 | 0.25 | 48.4585 | 0.75469 | 49.2132 | WIDTH60_LENGTH30_HIGHT16_ORIENTATION135_WINDOWSRATIO20%_SKYLIGHTRATIO30%_3Dview.png | WIDTH60_LENGTH30_HIGHT16_ORIENTATION135_WINDOWSRATIO20%_SKYLIGHTRATIO30%.json
60 | 40 | 12 | 90 | 40% | 30% | 7200 | 18 | 38 | 1 | 0.25 | 48.5305 | 0.72279 | 49.2532 | WIDTH30_LENGTH40_HIGHT16_ORIENTATION135_WINDOWSRATIO20%_SKYLIGHTRATIO30%_3Dview.png | WIDTH30_LENGTH40_HIGHT16_ORIENTATION135_WINDOWSRATIO20%_SKYLIGHTRATIO30%.json
40 | 60 | 12 | 90 | 40% | 30% | 7200 | 38 | 18 | 1 | 0.25 | 48.6017 | 0.67728 | 49.279 | WIDTH40_LENGTH40_HIGHT16_ORIENTATION135_WINDOWSRATIO20%_SKYLIGHTRATIO30%_3Dview.png | WIDTH40_LENGTH40_HIGHT16_ORIENTATION135_WINDOWSRATIO20%_SKYLIGHTRATIO30%.json
60 | 40 | 12 | 135 | 40% | 30% | 7200 | 18 | 38 | 1 | 0.25 | 48.4381 | 0.76633 | 49.2044 | WIDTH50_LENGTH40_HIGHT16_ORIENTATION135_WINDOWSRATIO20%_SKYLIGHTRATIO30%_3Dview.png | WIDTH50_LENGTH40_HIGHT16_ORIENTATION135_WINDOWSRATIO20%_SKYLIGHTRATIO30%.json
40 | 60 | 12 | 135 | 40% | 30% | 7200 | 38 | 18 | 1 | 0.25 | 48.4263 | 0.7707 | 49.197 | WIDTH60_LENGTH40_HIGHT16_ORIENTATION135_WINDOWSRATIO20%_SKYLIGHTRATIO30%_3Dview.png | WIDTH60_LENGTH40_HIGHT16_ORIENTATION135_WINDOWSRATIO20%_SKYLIGHTRATIO30%.json
60 | 40 | 12 | 180 | 40% | 30% | 7200 | 18 | 38 | 1 | 0.25 | 48.5993 | 0.67988 | 49.2792 | WIDTH30_LENGTH50_HIGHT16_ORIENTATION135_WINDOWSRATIO20%_SKYLIGHTRATIO30%_3Dview.png | WIDTH30_LENGTH50_HIGHT16_ORIENTATION135_WINDOWSRATIO20%_SKYLIGHTRATIO30%.json
40 | 60 | 12 | 180 | 40% | 30% | 7200 | 38 | 18 | 1 | 0.25 | 48.5307 | 0.72329 | 49.254 | WIDTH40_LENGTH50_HIGHT16_ORIENTATION135_WINDOWSRATIO20%_SKYLIGHTRATIO30%_3Dview.png | WIDTH40_LENGTH50_HIGHT16_ORIENTATION135_WINDOWSRATIO20%_SKYLIGHTRATIO30%.json
60 | 40 | 12 | 225 | 40% | 30% | 7200 | 18 | 38 | 1 | 0.25 | 48.4473 | 0.75894 | 49.2062 | WIDTH50_LENGTH50_HIGHT16_ORIENTATION135_WINDOWSRATIO20%_SKYLIGHTRATIO30%_3Dview.png | WIDTH50_LENGTH50_HIGHT16_ORIENTATION135_WINDOWSRATIO20%_SKYLIGHTRATIO30%.json
40 | 60 | 12 | 225 | 40% | 30% | 7200 | 38 | 18 | 1 | 0.25 | 48.4585 | 0.75469 | 49.2132 | WIDTH60_LENGTH50_HIGHT16_ORIENTATION135_WINDOWSRATIO20%_SKYLIGHTRATIO30%_3Dview.png | WIDTH60_LENGTH50_HIGHT16_ORIENTATION135_WINDOWSRATIO20%_SKYLIGHTRATIO30%.json
60 | 40 | 12 | 270 | 40% | 30% | 7200 | 18 | 38 | 1 | 0.25 | 48.5305 | 0.72279 | 49.2532 | WIDTH30_LENGTH60_HIGHT16_ORIENTATION135_WINDOWSRATIO20%_SKYLIGHTRATIO30%_3Dview.png | WIDTH30_LENGTH60_HIGHT16_ORIENTATION135_WINDOWSRATIO20%_SKYLIGHTRATIO30%.json
40 | 60 | 12 | 270 | 40% | 30% | 7200 | 38 | 18 | 1 | 0.25 | 48.6017 | 0.67728 | 49.279 | WIDTH40_LENGTH60_HIGHT16_ORIENTATION135_WINDOWSRATIO20%_SKYLIGHTRATIO30%_3Dview.png | WIDTH40_LENGTH60_HIGHT16_ORIENTATION135_WINDOWSRATIO20%_SKYLIGHTRATIO30%.json
60 | 40 | 12 | 315 | 40% | 30% | 7200 | 18 | 38 | 1 | 0.25 | 48.4571 | 0.75503 | 49.2121 | WIDTH50_LENGTH60_HIGHT16_ORIENTATION135_WINDOWSRATIO20%_SKYLIGHTRATIO30%_3Dview.png | WIDTH50_LENGTH60_HIGHT16_ORIENTATION135_WINDOWSRATIO20%_SKYLIGHTRATIO30%.json
40 | 60 | 12 | 315 | 40% | 30% | 7200 | 38 | 18 | 1 | 0.25 | 48.4378 | 0.76282 | 49.2006 | WIDTH60_LENGTH60_HIGHT16_ORIENTATION135_WINDOWSRATIO20%_SKYLIGHTRATIO30%_3Dview.png | WIDTH60_LENGTH60_HIGHT16_ORIENTATION135_WINDOWSRATIO20%_SKYLIGHTRATIO30%.json
60 | 40 | 12 | 0 | 10% | 40% | 7200 | 18 | 38 | 1 | 0.25 | 46.9787 | 1.0836 | 48.0623 | WIDTH30_LENGTH30_HIGHT8_ORIENTATION180_WINDOWSRATIO20%_SKYLIGHTRATIO30%_3Dview.png | WIDTH30_LENGTH30_HIGHT8_ORIENTATION180_WINDOWSRATIO20%_SKYLIGHTRATIO30%.json
40 | 60 | 12 | 0 | 10% | 40% | 7200 | 38 | 18 | 1 | 0.25 | 46.9667 | 1.115 | 48.0817 | WIDTH40_LENGTH30_HIGHT8_ORIENTATION180_WINDOWSRATIO20%_SKYLIGHTRATIO30%_3Dview.png | WIDTH40_LENGTH30_HIGHT8_ORIENTATION180_WINDOWSRATIO20%_SKYLIGHTRATIO30%.json
60 | 40 | 12 | 45 | 10% | 40% | 7200 | 18 | 38 | 1 | 0.25 | 46.8953 | 1.144 | 48.0393 | WIDTH50_LENGTH30_HIGHT8_ORIENTATION180_WINDOWSRATIO20%_SKYLIGHTRATIO30%_3Dview.png | WIDTH50_LENGTH30_HIGHT8_ORIENTATION180_WINDOWSRATIO20%_SKYLIGHTRATIO30%.json
40 | 60 | 12 | 45 | 10% | 40% | 7200 | 38 | 18 | 1 | 0.25 | 46.8901 | 1.138 | 48.028 | WIDTH60_LENGTH30_HIGHT8_ORIENTATION180_WINDOWSRATIO20%_SKYLIGHTRATIO30%_3Dview.png | WIDTH60_LENGTH30_HIGHT8_ORIENTATION180_WINDOWSRATIO20%_SKYLIGHTRATIO30%.json
60 | 40 | 12 | 90 | 10% | 40% | 7200 | 18 | 38 | 1 | 0.25 | 46.9692 | 1.1146 | 48.0839 | WIDTH30_LENGTH40_HIGHT8_ORIENTATION180_WINDOWSRATIO20%_SKYLIGHTRATIO30%_3Dview.png | WIDTH30_LENGTH40_HIGHT8_ORIENTATION180_WINDOWSRATIO20%_SKYLIGHTRATIO30%.json
40 | 60 | 12 | 90 | 10% | 40% | 7200 | 38 | 18 | 1 | 0.25 | 46.978 | 1.0838 | 48.0617 | WIDTH40_LENGTH40_HIGHT8_ORIENTATION180_WINDOWSRATIO20%_SKYLIGHTRATIO30%_3Dview.png | WIDTH40_LENGTH40_HIGHT8_ORIENTATION180_WINDOWSRATIO20%_SKYLIGHTRATIO30%.json
60 | 40 | 12 | 135 | 10% | 40% | 7200 | 18 | 38 | 1 | 0.25 | 46.8671 | 1.1485 | 48.0156 | WIDTH50_LENGTH40_HIGHT8_ORIENTATION180_WINDOWSRATIO20%_SKYLIGHTRATIO30%_3Dview.png | WIDTH50_LENGTH40_HIGHT8_ORIENTATION180_WINDOWSRATIO20%_SKYLIGHTRATIO30%.json
40 | 60 | 12 | 135 | 10% | 40% | 7200 | 38 | 18 | 1 | 0.25 | 46.8494 | 1.1645 | 48.0139 | WIDTH60_LENGTH40_HIGHT8_ORIENTATION180_WINDOWSRATIO20%_SKYLIGHTRATIO30%_3Dview.png | WIDTH60_LENGTH40_HIGHT8_ORIENTATION180_WINDOWSRATIO20%_SKYLIGHTRATIO30%.json
60 | 40 | 12 | 180 | 10% | 40% | 7200 | 18 | 38 | 1 | 0.25 | 46.9787 | 1.0836 | 48.0623 | WIDTH30_LENGTH50_HIGHT8_ORIENTATION180_WINDOWSRATIO20%_SKYLIGHTRATIO30%_3Dview.png | WIDTH30_LENGTH50_HIGHT8_ORIENTATION180_WINDOWSRATIO20%_SKYLIGHTRATIO30%.json
40 | 60 | 12 | 180 | 10% | 40% | 7200 | 38 | 18 | 1 | 0.25 | 46.9667 | 1.115 | 48.0817 | WIDTH40_LENGTH50_HIGHT8_ORIENTATION180_WINDOWSRATIO20%_SKYLIGHTRATIO30%_3Dview.png | WIDTH40_LENGTH50_HIGHT8_ORIENTATION180_WINDOWSRATIO20%_SKYLIGHTRATIO30%.json
60 | 40 | 12 | 225 | 10% | 40% | 7200 | 18 | 38 | 1 | 0.25 | 46.8953 | 1.144 | 48.0393 | WIDTH50_LENGTH50_HIGHT8_ORIENTATION180_WINDOWSRATIO20%_SKYLIGHTRATIO30%_3Dview.png | WIDTH50_LENGTH50_HIGHT8_ORIENTATION180_WINDOWSRATIO20%_SKYLIGHTRATIO30%.json
40 | 60 | 12 | 225 | 10% | 40% | 7200 | 38 | 18 | 1 | 0.25 | 46.8901 | 1.138 | 48.028 | WIDTH60_LENGTH50_HIGHT8_ORIENTATION180_WINDOWSRATIO20%_SKYLIGHTRATIO30%_3Dview.png | WIDTH60_LENGTH50_HIGHT8_ORIENTATION180_WINDOWSRATIO20%_SKYLIGHTRATIO30%.json
60 | 40 | 12 | 270 | 10% | 40% | 7200 | 18 | 38 | 1 | 0.25 | 46.9692 | 1.1146 | 48.0839 | WIDTH30_LENGTH60_HIGHT8_ORIENTATION180_WINDOWSRATIO20%_SKYLIGHTRATIO30%_3Dview.png | WIDTH30_LENGTH60_HIGHT8_ORIENTATION180_WINDOWSRATIO20%_SKYLIGHTRATIO30%.json
40 | 60 | 12 | 270 | 10% | 40% | 7200 | 38 | 18 | 1 | 0.25 | 46.978 | 1.0838 | 48.0617 | WIDTH40_LENGTH60_HIGHT8_ORIENTATION180_WINDOWSRATIO20%_SKYLIGHTRATIO30%_3Dview.png | WIDTH40_LENGTH60_HIGHT8_ORIENTATION180_WINDOWSRATIO20%_SKYLIGHTRATIO30%.json
60 | 40 | 12 | 315 | 10% | 40% | 7200 | 18 | 38 | 1 | 0.25 | 46.88 | 1.1429 | 48.0228 | WIDTH50_LENGTH60_HIGHT8_ORIENTATION180_WINDOWSRATIO20%_SKYLIGHTRATIO30%_3Dview.png | WIDTH50_LENGTH60_HIGHT8_ORIENTATION180_WINDOWSRATIO20%_SKYLIGHTRATIO30%.json
40 | 60 | 12 | 315 | 10% | 40% | 7200 | 38 | 18 | 1 | 0.25 | 46.8734 | 1.1531 | 48.0265 | WIDTH60_LENGTH60_HIGHT8_ORIENTATION180_WINDOWSRATIO20%_SKYLIGHTRATIO30%_3Dview.png | WIDTH60_LENGTH60_HIGHT8_ORIENTATION180_WINDOWSRATIO20%_SKYLIGHTRATIO30%.json
60 | 40 | 12 | 0 | 20% | 40% | 7200 | 18 | 38 | 1 | 0.25 | 47.7097 | 0.8975 | 48.6072 | WIDTH30_LENGTH30_HIGHT12_ORIENTATION180_WINDOWSRATIO20%_SKYLIGHTRATIO30%_3Dview.png | WIDTH30_LENGTH30_HIGHT12_ORIENTATION180_WINDOWSRATIO20%_SKYLIGHTRATIO30%.json
40 | 60 | 12 | 0 | 20% | 40% | 7200 | 38 | 18 | 1 | 0.25 | 47.6814 | 0.93659 | 48.6179 | WIDTH40_LENGTH30_HIGHT12_ORIENTATION180_WINDOWSRATIO20%_SKYLIGHTRATIO30%_3Dview.png | WIDTH40_LENGTH30_HIGHT12_ORIENTATION180_WINDOWSRATIO20%_SKYLIGHTRATIO30%.json
60 | 40 | 12 | 45 | 20% | 40% | 7200 | 18 | 38 | 1 | 0.25 | 47.5977 | 0.97053 | 48.5683 | WIDTH50_LENGTH30_HIGHT12_ORIENTATION180_WINDOWSRATIO20%_SKYLIGHTRATIO30%_3Dview.png | WIDTH50_LENGTH30_HIGHT12_ORIENTATION180_WINDOWSRATIO20%_SKYLIGHTRATIO30%.json
40 | 60 | 12 | 45 | 20% | 40% | 7200 | 38 | 18 | 1 | 0.25 | 47.5975 | 0.96621 | 48.5637 | WIDTH60_LENGTH30_HIGHT12_ORIENTATION180_WINDOWSRATIO20%_SKYLIGHTRATIO30%_3Dview.png | WIDTH60_LENGTH30_HIGHT12_ORIENTATION180_WINDOWSRATIO20%_SKYLIGHTRATIO30%.json
60 | 40 | 12 | 90 | 20% | 40% | 7200 | 18 | 38 | 1 | 0.25 | 47.6818 | 0.93634 | 48.6181 | WIDTH30_LENGTH40_HIGHT12_ORIENTATION180_WINDOWSRATIO20%_SKYLIGHTRATIO30%_3Dview.png | WIDTH30_LENGTH40_HIGHT12_ORIENTATION180_WINDOWSRATIO20%_SKYLIGHTRATIO30%.json
40 | 60 | 12 | 90 | 20% | 40% | 7200 | 38 | 18 | 1 | 0.25 | 47.7079 | 0.89859 | 48.6065 | WIDTH40_LENGTH40_HIGHT12_ORIENTATION180_WINDOWSRATIO20%_SKYLIGHTRATIO30%_3Dview.png | WIDTH40_LENGTH40_HIGHT12_ORIENTATION180_WINDOWSRATIO20%_SKYLIGHTRATIO30%.json
60 | 40 | 12 | 135 | 20% | 40% | 7200 | 18 | 38 | 1 | 0.25 | 47.5748 | 0.97592 | 48.5508 | WIDTH50_LENGTH40_HIGHT12_ORIENTATION180_WINDOWSRATIO20%_SKYLIGHTRATIO30%_3Dview.png | WIDTH50_LENGTH40_HIGHT12_ORIENTATION180_WINDOWSRATIO20%_SKYLIGHTRATIO30%.json
40 | 60 | 12 | 135 | 20% | 40% | 7200 | 38 | 18 | 1 | 0.25 | 47.5565 | 0.9893 | 48.5458 | WIDTH60_LENGTH40_HIGHT12_ORIENTATION180_WINDOWSRATIO20%_SKYLIGHTRATIO30%_3Dview.png | WIDTH60_LENGTH40_HIGHT12_ORIENTATION180_WINDOWSRATIO20%_SKYLIGHTRATIO30%.json
60 | 40 | 12 | 180 | 20% | 40% | 7200 | 18 | 38 | 1 | 0.25 | 47.7097 | 0.8975 | 48.6072 | WIDTH30_LENGTH50_HIGHT12_ORIENTATION180_WINDOWSRATIO20%_SKYLIGHTRATIO30%_3Dview.png | WIDTH30_LENGTH50_HIGHT12_ORIENTATION180_WINDOWSRATIO20%_SKYLIGHTRATIO30%.json
40 | 60 | 12 | 180 | 20% | 40% | 7200 | 38 | 18 | 1 | 0.25 | 47.6814 | 0.93659 | 48.6179 | WIDTH40_LENGTH50_HIGHT12_ORIENTATION180_WINDOWSRATIO20%_SKYLIGHTRATIO30%_3Dview.png | WIDTH40_LENGTH50_HIGHT12_ORIENTATION180_WINDOWSRATIO20%_SKYLIGHTRATIO30%.json
60 | 40 | 12 | 225 | 20% | 40% | 7200 | 18 | 38 | 1 | 0.25 | 47.5977 | 0.97053 | 48.5683 | WIDTH50_LENGTH50_HIGHT12_ORIENTATION180_WINDOWSRATIO20%_SKYLIGHTRATIO30%_3Dview.png | WIDTH50_LENGTH50_HIGHT12_ORIENTATION180_WINDOWSRATIO20%_SKYLIGHTRATIO30%.json
40 | 60 | 12 | 225 | 20% | 40% | 7200 | 38 | 18 | 1 | 0.25 | 47.5975 | 0.96621 | 48.5637 | WIDTH60_LENGTH50_HIGHT12_ORIENTATION180_WINDOWSRATIO20%_SKYLIGHTRATIO30%_3Dview.png | WIDTH60_LENGTH50_HIGHT12_ORIENTATION180_WINDOWSRATIO20%_SKYLIGHTRATIO30%.json
60 | 40 | 12 | 270 | 20% | 40% | 7200 | 18 | 38 | 1 | 0.25 | 47.6818 | 0.93634 | 48.6181 | WIDTH30_LENGTH60_HIGHT12_ORIENTATION180_WINDOWSRATIO20%_SKYLIGHTRATIO30%_3Dview.png | WIDTH30_LENGTH60_HIGHT12_ORIENTATION180_WINDOWSRATIO20%_SKYLIGHTRATIO30%.json
40 | 60 | 12 | 270 | 20% | 40% | 7200 | 38 | 18 | 1 | 0.25 | 47.7079 | 0.89859 | 48.6065 | WIDTH40_LENGTH60_HIGHT12_ORIENTATION180_WINDOWSRATIO20%_SKYLIGHTRATIO30%_3Dview.png | WIDTH40_LENGTH60_HIGHT12_ORIENTATION180_WINDOWSRATIO20%_SKYLIGHTRATIO30%.json
60 | 40 | 12 | 315 | 20% | 40% | 7200 | 18 | 38 | 1 | 0.25 | 47.5865 | 0.97076 | 48.5572 | WIDTH50_LENGTH60_HIGHT12_ORIENTATION180_WINDOWSRATIO20%_SKYLIGHTRATIO30%_3Dview.png | WIDTH50_LENGTH60_HIGHT12_ORIENTATION180_WINDOWSRATIO20%_SKYLIGHTRATIO30%.json
40 | 60 | 12 | 315 | 20% | 40% | 7200 | 38 | 18 | 1 | 0.25 | 47.578 | 0.97887 | 48.5569 | WIDTH60_LENGTH60_HIGHT12_ORIENTATION180_WINDOWSRATIO20%_SKYLIGHTRATIO30%_3Dview.png | WIDTH60_LENGTH60_HIGHT12_ORIENTATION180_WINDOWSRATIO20%_SKYLIGHTRATIO30%.json
60 | 40 | 12 | 0 | 30% | 40% | 7200 | 18 | 38 | 1 | 0.25 | 48.2814 | 0.75163 | 49.033 | WIDTH30_LENGTH30_HIGHT16_ORIENTATION180_WINDOWSRATIO20%_SKYLIGHTRATIO30%_3Dview.png | WIDTH30_LENGTH30_HIGHT16_ORIENTATION180_WINDOWSRATIO20%_SKYLIGHTRATIO30%.json
40 | 60 | 12 | 0 | 30% | 40% | 7200 | 38 | 18 | 1 | 0.25 | 48.2351 | 0.79265 | 49.0278 | WIDTH40_LENGTH30_HIGHT16_ORIENTATION180_WINDOWSRATIO20%_SKYLIGHTRATIO30%_3Dview.png | WIDTH40_LENGTH30_HIGHT16_ORIENTATION180_WINDOWSRATIO20%_SKYLIGHTRATIO30%.json
60 | 40 | 12 | 45 | 30% | 40% | 7200 | 18 | 38 | 1 | 0.25 | 48.153 | 0.82561 | 48.9786 | WIDTH50_LENGTH30_HIGHT16_ORIENTATION180_WINDOWSRATIO20%_SKYLIGHTRATIO30%_3Dview.png | WIDTH50_LENGTH30_HIGHT16_ORIENTATION180_WINDOWSRATIO20%_SKYLIGHTRATIO30%.json
40 | 60 | 12 | 45 | 30% | 40% | 7200 | 38 | 18 | 1 | 0.25 | 48.1563 | 0.82134 | 48.9776 | WIDTH60_LENGTH30_HIGHT16_ORIENTATION180_WINDOWSRATIO20%_SKYLIGHTRATIO30%_3Dview.png | WIDTH60_LENGTH30_HIGHT16_ORIENTATION180_WINDOWSRATIO20%_SKYLIGHTRATIO30%.json
60 | 40 | 12 | 90 | 30% | 40% | 7200 | 18 | 38 | 1 | 0.25 | 48.2353 | 0.79231 | 49.0276 | WIDTH30_LENGTH40_HIGHT16_ORIENTATION180_WINDOWSRATIO20%_SKYLIGHTRATIO30%_3Dview.png | WIDTH30_LENGTH40_HIGHT16_ORIENTATION180_WINDOWSRATIO20%_SKYLIGHTRATIO30%.json
40 | 60 | 12 | 90 | 30% | 40% | 7200 | 38 | 18 | 1 | 0.25 | 48.2821 | 0.74952 | 49.0316 | WIDTH40_LENGTH40_HIGHT16_ORIENTATION180_WINDOWSRATIO20%_SKYLIGHTRATIO30%_3Dview.png | WIDTH40_LENGTH40_HIGHT16_ORIENTATION180_WINDOWSRATIO20%_SKYLIGHTRATIO30%.json
60 | 40 | 12 | 135 | 30% | 40% | 7200 | 18 | 38 | 1 | 0.25 | 48.136 | 0.83075 | 48.9667 | WIDTH50_LENGTH40_HIGHT16_ORIENTATION180_WINDOWSRATIO20%_SKYLIGHTRATIO30%_3Dview.png | WIDTH50_LENGTH40_HIGHT16_ORIENTATION180_WINDOWSRATIO20%_SKYLIGHTRATIO30%.json
40 | 60 | 12 | 135 | 30% | 40% | 7200 | 38 | 18 | 1 | 0.25 | 48.1128 | 0.84616 | 48.959 | WIDTH60_LENGTH40_HIGHT16_ORIENTATION180_WINDOWSRATIO20%_SKYLIGHTRATIO30%_3Dview.png | WIDTH60_LENGTH40_HIGHT16_ORIENTATION180_WINDOWSRATIO20%_SKYLIGHTRATIO30%.json
60 | 40 | 12 | 180 | 30% | 40% | 7200 | 18 | 38 | 1 | 0.25 | 48.2814 | 0.75163 | 49.033 | WIDTH30_LENGTH50_HIGHT16_ORIENTATION180_WINDOWSRATIO20%_SKYLIGHTRATIO30%_3Dview.png | WIDTH30_LENGTH50_HIGHT16_ORIENTATION180_WINDOWSRATIO20%_SKYLIGHTRATIO30%.json
40 | 60 | 12 | 180 | 30% | 40% | 7200 | 38 | 18 | 1 | 0.25 | 48.2351 | 0.79265 | 49.0278 | WIDTH40_LENGTH50_HIGHT16_ORIENTATION180_WINDOWSRATIO20%_SKYLIGHTRATIO30%_3Dview.png | WIDTH40_LENGTH50_HIGHT16_ORIENTATION180_WINDOWSRATIO20%_SKYLIGHTRATIO30%.json
60 | 40 | 12 | 225 | 30% | 40% | 7200 | 18 | 38 | 1 | 0.25 | 48.153 | 0.82561 | 48.9786 | WIDTH50_LENGTH50_HIGHT16_ORIENTATION180_WINDOWSRATIO20%_SKYLIGHTRATIO30%_3Dview.png | WIDTH50_LENGTH50_HIGHT16_ORIENTATION180_WINDOWSRATIO20%_SKYLIGHTRATIO30%.json
40 | 60 | 12 | 225 | 30% | 40% | 7200 | 38 | 18 | 1 | 0.25 | 48.1563 | 0.82134 | 48.9776 | WIDTH60_LENGTH50_HIGHT16_ORIENTATION180_WINDOWSRATIO20%_SKYLIGHTRATIO30%_3Dview.png | WIDTH60_LENGTH50_HIGHT16_ORIENTATION180_WINDOWSRATIO20%_SKYLIGHTRATIO30%.json
60 | 40 | 12 | 270 | 30% | 40% | 7200 | 18 | 38 | 1 | 0.25 | 48.2353 | 0.79231 | 49.0276 | WIDTH30_LENGTH60_HIGHT16_ORIENTATION180_WINDOWSRATIO20%_SKYLIGHTRATIO30%_3Dview.png | WIDTH30_LENGTH60_HIGHT16_ORIENTATION180_WINDOWSRATIO20%_SKYLIGHTRATIO30%.json
40 | 60 | 12 | 270 | 30% | 40% | 7200 | 38 | 18 | 1 | 0.25 | 48.2821 | 0.74952 | 49.0316 | WIDTH40_LENGTH60_HIGHT16_ORIENTATION180_WINDOWSRATIO20%_SKYLIGHTRATIO30%_3Dview.png | WIDTH40_LENGTH60_HIGHT16_ORIENTATION180_WINDOWSRATIO20%_SKYLIGHTRATIO30%.json
60 | 40 | 12 | 315 | 30% | 40% | 7200 | 18 | 38 | 1 | 0.25 | 48.1468 | 0.8258 | 48.9726 | WIDTH50_LENGTH60_HIGHT16_ORIENTATION180_WINDOWSRATIO20%_SKYLIGHTRATIO30%_3Dview.png | WIDTH50_LENGTH60_HIGHT16_ORIENTATION180_WINDOWSRATIO20%_SKYLIGHTRATIO30%.json
40 | 60 | 12 | 315 | 30% | 40% | 7200 | 38 | 18 | 1 | 0.25 | 48.1351 | 0.83372 | 48.9688 | WIDTH60_LENGTH60_HIGHT16_ORIENTATION180_WINDOWSRATIO20%_SKYLIGHTRATIO30%_3Dview.png | WIDTH60_LENGTH60_HIGHT16_ORIENTATION180_WINDOWSRATIO20%_SKYLIGHTRATIO30%.json
60 | 40 | 12 | 0 | 40% | 40% | 7200 | 18 | 38 | 1 | 0.25 | 48.7285 | 0.63458 | 49.3631 | WIDTH30_LENGTH30_HIGHT8_ORIENTATION225_WINDOWSRATIO20%_SKYLIGHTRATIO30%_3Dview.png | WIDTH30_LENGTH30_HIGHT8_ORIENTATION225_WINDOWSRATIO20%_SKYLIGHTRATIO30%.json
40 | 60 | 12 | 0 | 40% | 40% | 7200 | 38 | 18 | 1 | 0.25 | 48.6571 | 0.67676 | 49.3339 | WIDTH40_LENGTH30_HIGHT8_ORIENTATION225_WINDOWSRATIO20%_SKYLIGHTRATIO30%_3Dview.png | WIDTH40_LENGTH30_HIGHT8_ORIENTATION225_WINDOWSRATIO20%_SKYLIGHTRATIO30%.json
60 | 40 | 12 | 45 | 40% | 40% | 7200 | 18 | 38 | 1 | 0.25 | 48.5777 | 0.71056 | 49.2883 | WIDTH50_LENGTH30_HIGHT8_ORIENTATION225_WINDOWSRATIO20%_SKYLIGHTRATIO30%_3Dview.png | WIDTH50_LENGTH30_HIGHT8_ORIENTATION225_WINDOWSRATIO20%_SKYLIGHTRATIO30%.json
40 | 60 | 12 | 45 | 40% | 40% | 7200 | 38 | 18 | 1 | 0.25 | 48.5893 | 0.70769 | 49.297 | WIDTH60_LENGTH30_HIGHT8_ORIENTATION225_WINDOWSRATIO20%_SKYLIGHTRATIO30%_3Dview.png | WIDTH60_LENGTH30_HIGHT8_ORIENTATION225_WINDOWSRATIO20%_SKYLIGHTRATIO30%.json
60 | 40 | 12 | 90 | 40% | 40% | 7200 | 18 | 38 | 1 | 0.25 | 48.6573 | 0.67644 | 49.3338 | WIDTH30_LENGTH40_HIGHT8_ORIENTATION225_WINDOWSRATIO20%_SKYLIGHTRATIO30%_3Dview.png | WIDTH30_LENGTH40_HIGHT8_ORIENTATION225_WINDOWSRATIO20%_SKYLIGHTRATIO30%.json
40 | 60 | 12 | 90 | 40% | 40% | 7200 | 38 | 18 | 1 | 0.25 | 48.7293 | 0.63334 | 49.3626 | WIDTH40_LENGTH40_HIGHT8_ORIENTATION225_WINDOWSRATIO20%_SKYLIGHTRATIO30%_3Dview.png | WIDTH40_LENGTH40_HIGHT8_ORIENTATION225_WINDOWSRATIO20%_SKYLIGHTRATIO30%.json
60 | 40 | 12 | 135 | 40% | 40% | 7200 | 18 | 38 | 1 | 0.25 | 48.5721 | 0.71657 | 49.2886 | WIDTH50_LENGTH40_HIGHT8_ORIENTATION225_WINDOWSRATIO20%_SKYLIGHTRATIO30%_3Dview.png | WIDTH50_LENGTH40_HIGHT8_ORIENTATION225_WINDOWSRATIO20%_SKYLIGHTRATIO30%.json
40 | 60 | 12 | 135 | 40% | 40% | 7200 | 38 | 18 | 1 | 0.25 | 48.5436 | 0.72912 | 49.2727 | WIDTH60_LENGTH40_HIGHT8_ORIENTATION225_WINDOWSRATIO20%_SKYLIGHTRATIO30%_3Dview.png | WIDTH60_LENGTH40_HIGHT8_ORIENTATION225_WINDOWSRATIO20%_SKYLIGHTRATIO30%.json
60 | 40 | 12 | 180 | 40% | 40% | 7200 | 18 | 38 | 1 | 0.25 | 48.7285 | 0.63458 | 49.3631 | WIDTH30_LENGTH50_HIGHT8_ORIENTATION225_WINDOWSRATIO20%_SKYLIGHTRATIO30%_3Dview.png | WIDTH30_LENGTH50_HIGHT8_ORIENTATION225_WINDOWSRATIO20%_SKYLIGHTRATIO30%.json
40 | 60 | 12 | 180 | 40% | 40% | 7200 | 38 | 18 | 1 | 0.25 | 48.6571 | 0.67676 | 49.3339 | WIDTH40_LENGTH50_HIGHT8_ORIENTATION225_WINDOWSRATIO20%_SKYLIGHTRATIO30%_3Dview.png | WIDTH40_LENGTH50_HIGHT8_ORIENTATION225_WINDOWSRATIO20%_SKYLIGHTRATIO30%.json
60 | 40 | 12 | 225 | 40% | 40% | 7200 | 18 | 38 | 1 | 0.25 | 48.5777 | 0.71056 | 49.2883 | WIDTH50_LENGTH50_HIGHT8_ORIENTATION225_WINDOWSRATIO20%_SKYLIGHTRATIO30%_3Dview.png | WIDTH50_LENGTH50_HIGHT8_ORIENTATION225_WINDOWSRATIO20%_SKYLIGHTRATIO30%.json
40 | 60 | 12 | 225 | 40% | 40% | 7200 | 38 | 18 | 1 | 0.25 | 48.5893 | 0.70769 | 49.297 | WIDTH60_LENGTH50_HIGHT8_ORIENTATION225_WINDOWSRATIO20%_SKYLIGHTRATIO30%_3Dview.png | WIDTH60_LENGTH50_HIGHT8_ORIENTATION225_WINDOWSRATIO20%_SKYLIGHTRATIO30%.json
60 | 40 | 12 | 270 | 40% | 40% | 7200 | 18 | 38 | 1 | 0.25 | 48.6573 | 0.67644 | 49.3338 | WIDTH30_LENGTH60_HIGHT8_ORIENTATION225_WINDOWSRATIO20%_SKYLIGHTRATIO30%_3Dview.png | WIDTH30_LENGTH60_HIGHT8_ORIENTATION225_WINDOWSRATIO20%_SKYLIGHTRATIO30%.json
40 | 60 | 12 | 270 | 40% | 40% | 7200 | 38 | 18 | 1 | 0.25 | 48.7293 | 0.63334 | 49.3626 | WIDTH40_LENGTH60_HIGHT8_ORIENTATION225_WINDOWSRATIO20%_SKYLIGHTRATIO30%_3Dview.png | WIDTH40_LENGTH60_HIGHT8_ORIENTATION225_WINDOWSRATIO20%_SKYLIGHTRATIO30%.json
60 | 40 | 12 | 315 | 40% | 40% | 7200 | 18 | 38 | 1 | 0.25 | 48.5815 | 0.71196 | 49.2935 | WIDTH50_LENGTH60_HIGHT8_ORIENTATION225_WINDOWSRATIO20%_SKYLIGHTRATIO30%_3Dview.png | WIDTH50_LENGTH60_HIGHT8_ORIENTATION225_WINDOWSRATIO20%_SKYLIGHTRATIO30%.json
40 | 60 | 12 | 315 | 40% | 40% | 7200 | 38 | 18 | 1 | 0.25 | 48.5627 | 0.71826 | 49.281 | WIDTH60_LENGTH60_HIGHT8_ORIENTATION225_WINDOWSRATIO20%_SKYLIGHTRATIO30%_3Dview.png | WIDTH60_LENGTH60_HIGHT8_ORIENTATION225_WINDOWSRATIO20%_SKYLIGHTRATIO30%.json
50 | 50 | 12 | 0 | 10% | 10% | 7500 | 28 | 28 | 0.98667 | 0.24667 | 44.1337 | 1.3277 | 45.4613 | WIDTH30_LENGTH30_HIGHT12_ORIENTATION225_WINDOWSRATIO20%_SKYLIGHTRATIO30%_3Dview.png | WIDTH30_LENGTH30_HIGHT12_ORIENTATION225_WINDOWSRATIO20%_SKYLIGHTRATIO30%.json
50 | 50 | 12 | 45 | 10% | 10% | 7500 | 28 | 28 | 0.98667 | 0.24667 | 44.0517 | 1.3715 | 45.4231 | WIDTH40_LENGTH30_HIGHT12_ORIENTATION225_WINDOWSRATIO20%_SKYLIGHTRATIO30%_3Dview.png | WIDTH40_LENGTH30_HIGHT12_ORIENTATION225_WINDOWSRATIO20%_SKYLIGHTRATIO30%.json
50 | 50 | 12 | 90 | 10% | 10% | 7500 | 28 | 28 | 0.98667 | 0.24667 | 44.1327 | 1.3269 | 45.4596 | WIDTH50_LENGTH30_HIGHT12_ORIENTATION225_WINDOWSRATIO20%_SKYLIGHTRATIO30%_3Dview.png | WIDTH50_LENGTH30_HIGHT12_ORIENTATION225_WINDOWSRATIO20%_SKYLIGHTRATIO30%.json
50 | 50 | 12 | 135 | 10% | 10% | 7500 | 28 | 28 | 0.98667 | 0.24667 | 44.0455 | 1.3736 | 45.4191 | WIDTH60_LENGTH30_HIGHT12_ORIENTATION225_WINDOWSRATIO20%_SKYLIGHTRATIO30%_3Dview.png | WIDTH60_LENGTH30_HIGHT12_ORIENTATION225_WINDOWSRATIO20%_SKYLIGHTRATIO30%.json
50 | 50 | 12 | 180 | 10% | 10% | 7500 | 28 | 28 | 0.98667 | 0.24667 | 44.1337 | 1.3277 | 45.4613 | WIDTH30_LENGTH40_HIGHT12_ORIENTATION225_WINDOWSRATIO20%_SKYLIGHTRATIO30%_3Dview.png | WIDTH30_LENGTH40_HIGHT12_ORIENTATION225_WINDOWSRATIO20%_SKYLIGHTRATIO30%.json
50 | 50 | 12 | 225 | 10% | 10% | 7500 | 28 | 28 | 0.98667 | 0.24667 | 44.0517 | 1.3715 | 45.4231 | WIDTH40_LENGTH40_HIGHT12_ORIENTATION225_WINDOWSRATIO20%_SKYLIGHTRATIO30%_3Dview.png | WIDTH40_LENGTH40_HIGHT12_ORIENTATION225_WINDOWSRATIO20%_SKYLIGHTRATIO30%.json
50 | 50 | 12 | 270 | 10% | 10% | 7500 | 28 | 28 | 0.98667 | 0.24667 | 44.1327 | 1.3269 | 45.4596 | WIDTH50_LENGTH40_HIGHT12_ORIENTATION225_WINDOWSRATIO20%_SKYLIGHTRATIO30%_3Dview.png | WIDTH50_LENGTH40_HIGHT12_ORIENTATION225_WINDOWSRATIO20%_SKYLIGHTRATIO30%.json
50 | 50 | 12 | 315 | 10% | 10% | 7500 | 28 | 28 | 0.98667 | 0.24667 | 44.0453 | 1.3733 | 45.4186 | WIDTH60_LENGTH40_HIGHT12_ORIENTATION225_WINDOWSRATIO20%_SKYLIGHTRATIO30%_3Dview.png | WIDTH60_LENGTH40_HIGHT12_ORIENTATION225_WINDOWSRATIO20%_SKYLIGHTRATIO30%.json
50 | 50 | 12 | 0 | 20% | 10% | 7500 | 28 | 28 | 0.98667 | 0.24667 | 44.9888 | 1.1305 | 46.1193 | WIDTH30_LENGTH50_HIGHT12_ORIENTATION225_WINDOWSRATIO20%_SKYLIGHTRATIO30%_3Dview.png | WIDTH30_LENGTH50_HIGHT12_ORIENTATION225_WINDOWSRATIO20%_SKYLIGHTRATIO30%.json
50 | 50 | 12 | 45 | 20% | 10% | 7500 | 28 | 28 | 0.98667 | 0.24667 | 44.8898 | 1.1814 | 46.0713 | WIDTH40_LENGTH50_HIGHT12_ORIENTATION225_WINDOWSRATIO20%_SKYLIGHTRATIO30%_3Dview.png | WIDTH40_LENGTH50_HIGHT12_ORIENTATION225_WINDOWSRATIO20%_SKYLIGHTRATIO30%.json
50 | 50 | 12 | 90 | 20% | 10% | 7500 | 28 | 28 | 0.98667 | 0.24667 | 44.9881 | 1.1295 | 46.1177 | WIDTH50_LENGTH50_HIGHT12_ORIENTATION225_WINDOWSRATIO20%_SKYLIGHTRATIO30%_3Dview.png | WIDTH50_LENGTH50_HIGHT12_ORIENTATION225_WINDOWSRATIO20%_SKYLIGHTRATIO30%.json
50 | 50 | 12 | 135 | 20% | 10% | 7500 | 28 | 28 | 0.98667 | 0.24667 | 44.8845 | 1.1834 | 46.068 | WIDTH60_LENGTH50_HIGHT12_ORIENTATION225_WINDOWSRATIO20%_SKYLIGHTRATIO30%_3Dview.png | WIDTH60_LENGTH50_HIGHT12_ORIENTATION225_WINDOWSRATIO20%_SKYLIGHTRATIO30%.json
50 | 50 | 12 | 180 | 20% | 10% | 7500 | 28 | 28 | 0.98667 | 0.24667 | 44.9888 | 1.1305 | 46.1193 | WIDTH30_LENGTH60_HIGHT12_ORIENTATION225_WINDOWSRATIO20%_SKYLIGHTRATIO30%_3Dview.png | WIDTH30_LENGTH60_HIGHT12_ORIENTATION225_WINDOWSRATIO20%_SKYLIGHTRATIO30%.json
50 | 50 | 12 | 225 | 20% | 10% | 7500 | 28 | 28 | 0.98667 | 0.24667 | 44.8898 | 1.1814 | 46.0713 | WIDTH40_LENGTH60_HIGHT12_ORIENTATION225_WINDOWSRATIO20%_SKYLIGHTRATIO30%_3Dview.png | WIDTH40_LENGTH60_HIGHT12_ORIENTATION225_WINDOWSRATIO20%_SKYLIGHTRATIO30%.json
50 | 50 | 12 | 270 | 20% | 10% | 7500 | 28 | 28 | 0.98667 | 0.24667 | 44.9881 | 1.1295 | 46.1177 | WIDTH50_LENGTH60_HIGHT12_ORIENTATION225_WINDOWSRATIO20%_SKYLIGHTRATIO30%_3Dview.png | WIDTH50_LENGTH60_HIGHT12_ORIENTATION225_WINDOWSRATIO20%_SKYLIGHTRATIO30%.json
50 | 50 | 12 | 315 | 20% | 10% | 7500 | 28 | 28 | 0.98667 | 0.24667 | 44.8838 | 1.1832 | 46.067 | WIDTH60_LENGTH60_HIGHT12_ORIENTATION225_WINDOWSRATIO20%_SKYLIGHTRATIO30%_3Dview.png | WIDTH60_LENGTH60_HIGHT12_ORIENTATION225_WINDOWSRATIO20%_SKYLIGHTRATIO30%.json
50 | 50 | 12 | 0 | 30% | 10% | 7500 | 28 | 28 | 0.98667 | 0.24667 | 45.658 | 0.96631 | 46.6244 | WIDTH30_LENGTH30_HIGHT16_ORIENTATION225_WINDOWSRATIO20%_SKYLIGHTRATIO30%_3Dview.png | WIDTH30_LENGTH30_HIGHT16_ORIENTATION225_WINDOWSRATIO20%_SKYLIGHTRATIO30%.json
50 | 50 | 12 | 45 | 30% | 10% | 7500 | 28 | 28 | 0.98667 | 0.24667 | 45.5491 | 1.0221 | 46.5711 | WIDTH40_LENGTH30_HIGHT16_ORIENTATION225_WINDOWSRATIO20%_SKYLIGHTRATIO30%_3Dview.png | WIDTH40_LENGTH30_HIGHT16_ORIENTATION225_WINDOWSRATIO20%_SKYLIGHTRATIO30%.json
50 | 50 | 12 | 90 | 30% | 10% | 7500 | 28 | 28 | 0.98667 | 0.24667 | 45.6582 | 0.96546 | 46.6237 | WIDTH50_LENGTH30_HIGHT16_ORIENTATION225_WINDOWSRATIO20%_SKYLIGHTRATIO30%_3Dview.png | WIDTH50_LENGTH30_HIGHT16_ORIENTATION225_WINDOWSRATIO20%_SKYLIGHTRATIO30%.json
50 | 50 | 12 | 135 | 30% | 10% | 7500 | 28 | 28 | 0.98667 | 0.24667 | 45.5441 | 1.024 | 46.5681 | WIDTH60_LENGTH30_HIGHT16_ORIENTATION225_WINDOWSRATIO20%_SKYLIGHTRATIO30%_3Dview.png | WIDTH60_LENGTH30_HIGHT16_ORIENTATION225_WINDOWSRATIO20%_SKYLIGHTRATIO30%.json
50 | 50 | 12 | 180 | 30% | 10% | 7500 | 28 | 28 | 0.98667 | 0.24667 | 45.658 | 0.96631 | 46.6244 | WIDTH30_LENGTH40_HIGHT16_ORIENTATION225_WINDOWSRATIO20%_SKYLIGHTRATIO30%_3Dview.png | WIDTH30_LENGTH40_HIGHT16_ORIENTATION225_WINDOWSRATIO20%_SKYLIGHTRATIO30%.json
50 | 50 | 12 | 225 | 30% | 10% | 7500 | 28 | 28 | 0.98667 | 0.24667 | 45.5491 | 1.0221 | 46.5711 | WIDTH40_LENGTH40_HIGHT16_ORIENTATION225_WINDOWSRATIO20%_SKYLIGHTRATIO30%_3Dview.png | WIDTH40_LENGTH40_HIGHT16_ORIENTATION225_WINDOWSRATIO20%_SKYLIGHTRATIO30%.json
50 | 50 | 12 | 270 | 30% | 10% | 7500 | 28 | 28 | 0.98667 | 0.24667 | 45.6582 | 0.96546 | 46.6237 | WIDTH50_LENGTH40_HIGHT16_ORIENTATION225_WINDOWSRATIO20%_SKYLIGHTRATIO30%_3Dview.png | WIDTH50_LENGTH40_HIGHT16_ORIENTATION225_WINDOWSRATIO20%_SKYLIGHTRATIO30%.json
50 | 50 | 12 | 315 | 30% | 10% | 7500 | 28 | 28 | 0.98667 | 0.24667 | 45.5438 | 1.0237 | 46.5675 | WIDTH60_LENGTH40_HIGHT16_ORIENTATION225_WINDOWSRATIO20%_SKYLIGHTRATIO30%_3Dview.png | WIDTH60_LENGTH40_HIGHT16_ORIENTATION225_WINDOWSRATIO20%_SKYLIGHTRATIO30%.json
50 | 50 | 12 | 0 | 40% | 10% | 7500 | 28 | 28 | 0.98667 | 0.24667 | 46.1727 | 0.82985 | 47.0025 | WIDTH30_LENGTH50_HIGHT16_ORIENTATION225_WINDOWSRATIO20%_SKYLIGHTRATIO30%_3Dview.png | WIDTH30_LENGTH50_HIGHT16_ORIENTATION225_WINDOWSRATIO20%_SKYLIGHTRATIO30%.json
50 | 50 | 12 | 45 | 40% | 10% | 7500 | 28 | 28 | 0.98667 | 0.24667 | 46.0567 | 0.89111 | 46.9478 | WIDTH40_LENGTH50_HIGHT16_ORIENTATION225_WINDOWSRATIO20%_SKYLIGHTRATIO30%_3Dview.png | WIDTH40_LENGTH50_HIGHT16_ORIENTATION225_WINDOWSRATIO20%_SKYLIGHTRATIO30%.json
50 | 50 | 12 | 90 | 40% | 10% | 7500 | 28 | 28 | 0.98667 | 0.24667 | 46.1715 | 0.82975 | 47.0012 | WIDTH50_LENGTH50_HIGHT16_ORIENTATION225_WINDOWSRATIO20%_SKYLIGHTRATIO30%_3Dview.png | WIDTH50_LENGTH50_HIGHT16_ORIENTATION225_WINDOWSRATIO20%_SKYLIGHTRATIO30%.json
50 | 50 | 12 | 135 | 40% | 10% | 7500 | 28 | 28 | 0.98667 | 0.24667 | 46.0527 | 0.89141 | 46.9441 | WIDTH60_LENGTH50_HIGHT16_ORIENTATION225_WINDOWSRATIO20%_SKYLIGHTRATIO30%_3Dview.png | WIDTH60_LENGTH50_HIGHT16_ORIENTATION225_WINDOWSRATIO20%_SKYLIGHTRATIO30%.json
50 | 50 | 12 | 180 | 40% | 10% | 7500 | 28 | 28 | 0.98667 | 0.24667 | 46.1727 | 0.82985 | 47.0025 | WIDTH30_LENGTH60_HIGHT16_ORIENTATION225_WINDOWSRATIO20%_SKYLIGHTRATIO30%_3Dview.png | WIDTH30_LENGTH60_HIGHT16_ORIENTATION225_WINDOWSRATIO20%_SKYLIGHTRATIO30%.json
50 | 50 | 12 | 225 | 40% | 10% | 7500 | 28 | 28 | 0.98667 | 0.24667 | 46.0567 | 0.89111 | 46.9478 | WIDTH40_LENGTH60_HIGHT16_ORIENTATION225_WINDOWSRATIO20%_SKYLIGHTRATIO30%_3Dview.png | WIDTH40_LENGTH60_HIGHT16_ORIENTATION225_WINDOWSRATIO20%_SKYLIGHTRATIO30%.json
50 | 50 | 12 | 270 | 40% | 10% | 7500 | 28 | 28 | 0.98667 | 0.24667 | 46.1715 | 0.82975 | 47.0012 | WIDTH50_LENGTH60_HIGHT16_ORIENTATION225_WINDOWSRATIO20%_SKYLIGHTRATIO30%_3Dview.png | WIDTH50_LENGTH60_HIGHT16_ORIENTATION225_WINDOWSRATIO20%_SKYLIGHTRATIO30%.json
50 | 50 | 12 | 315 | 40% | 10% | 7500 | 28 | 28 | 0.98667 | 0.24667 | 46.0524 | 0.89154 | 46.944 | WIDTH60_LENGTH60_HIGHT16_ORIENTATION225_WINDOWSRATIO20%_SKYLIGHTRATIO30%_3Dview.png | WIDTH60_LENGTH60_HIGHT16_ORIENTATION225_WINDOWSRATIO20%_SKYLIGHTRATIO30%.json
50 | 50 | 12 | 0 | 10% | 20% | 7500 | 28 | 28 | 0.98667 | 0.24667 | 44.6083 | 1.224 | 45.8323 | WIDTH30_LENGTH30_HIGHT8_ORIENTATION270_WINDOWSRATIO20%_SKYLIGHTRATIO30%_3Dview.png | WIDTH30_LENGTH30_HIGHT8_ORIENTATION270_WINDOWSRATIO20%_SKYLIGHTRATIO30%.json
50 | 50 | 12 | 45 | 10% | 20% | 7500 | 28 | 28 | 0.98667 | 0.24667 | 44.5265 | 1.2647 | 45.7911 | WIDTH40_LENGTH30_HIGHT8_ORIENTATION270_WINDOWSRATIO20%_SKYLIGHTRATIO30%_3Dview.png | WIDTH40_LENGTH30_HIGHT8_ORIENTATION270_WINDOWSRATIO20%_SKYLIGHTRATIO30%.json
50 | 50 | 12 | 90 | 10% | 20% | 7500 | 28 | 28 | 0.98667 | 0.24667 | 44.6086 | 1.2233 | 45.8319 | WIDTH50_LENGTH30_HIGHT8_ORIENTATION270_WINDOWSRATIO20%_SKYLIGHTRATIO30%_3Dview.png | WIDTH50_LENGTH30_HIGHT8_ORIENTATION270_WINDOWSRATIO20%_SKYLIGHTRATIO30%.json
50 | 50 | 12 | 135 | 10% | 20% | 7500 | 28 | 28 | 0.98667 | 0.24667 | 44.5083 | 1.2699 | 45.7781 | WIDTH60_LENGTH30_HIGHT8_ORIENTATION270_WINDOWSRATIO20%_SKYLIGHTRATIO30%_3Dview.png | WIDTH60_LENGTH30_HIGHT8_ORIENTATION270_WINDOWSRATIO20%_SKYLIGHTRATIO30%.json
50 | 50 | 12 | 180 | 10% | 20% | 7500 | 28 | 28 | 0.98667 | 0.24667 | 44.6083 | 1.224 | 45.8323 | WIDTH30_LENGTH40_HIGHT8_ORIENTATION270_WINDOWSRATIO20%_SKYLIGHTRATIO30%_3Dview.png | WIDTH30_LENGTH40_HIGHT8_ORIENTATION270_WINDOWSRATIO20%_SKYLIGHTRATIO30%.json
50 | 50 | 12 | 225 | 10% | 20% | 7500 | 28 | 28 | 0.98667 | 0.24667 | 44.5091 | 1.2709 | 45.78 | WIDTH40_LENGTH40_HIGHT8_ORIENTATION270_WINDOWSRATIO20%_SKYLIGHTRATIO30%_3Dview.png | WIDTH40_LENGTH40_HIGHT8_ORIENTATION270_WINDOWSRATIO20%_SKYLIGHTRATIO30%.json
50 | 50 | 12 | 270 | 10% | 20% | 7500 | 28 | 28 | 0.98667 | 0.24667 | 44.6086 | 1.2233 | 45.8319 | WIDTH50_LENGTH40_HIGHT8_ORIENTATION270_WINDOWSRATIO20%_SKYLIGHTRATIO30%_3Dview.png | WIDTH50_LENGTH40_HIGHT8_ORIENTATION270_WINDOWSRATIO20%_SKYLIGHTRATIO30%.json
50 | 50 | 12 | 315 | 10% | 20% | 7500 | 28 | 28 | 0.98667 | 0.24667 | 44.5184 | 1.2677 | 45.7861 | WIDTH60_LENGTH40_HIGHT8_ORIENTATION270_WINDOWSRATIO20%_SKYLIGHTRATIO30%_3Dview.png | WIDTH60_LENGTH40_HIGHT8_ORIENTATION270_WINDOWSRATIO20%_SKYLIGHTRATIO30%.json
50 | 50 | 12 | 0 | 20% | 20% | 7500 | 28 | 28 | 0.98667 | 0.24667 | 45.3954 | 1.0333 | 46.4287 | WIDTH30_LENGTH50_HIGHT8_ORIENTATION270_WINDOWSRATIO20%_SKYLIGHTRATIO30%_3Dview.png | WIDTH30_LENGTH50_HIGHT8_ORIENTATION270_WINDOWSRATIO20%_SKYLIGHTRATIO30%.json
50 | 50 | 12 | 45 | 20% | 20% | 7500 | 28 | 28 | 0.98667 | 0.24667 | 45.3027 | 1.0821 | 46.3848 | WIDTH40_LENGTH50_HIGHT8_ORIENTATION270_WINDOWSRATIO20%_SKYLIGHTRATIO30%_3Dview.png | WIDTH40_LENGTH50_HIGHT8_ORIENTATION270_WINDOWSRATIO20%_SKYLIGHTRATIO30%.json
50 | 50 | 12 | 90 | 20% | 20% | 7500 | 28 | 28 | 0.98667 | 0.24667 | 45.3958 | 1.0321 | 46.4278 | WIDTH50_LENGTH50_HIGHT8_ORIENTATION270_WINDOWSRATIO20%_SKYLIGHTRATIO30%_3Dview.png | WIDTH50_LENGTH50_HIGHT8_ORIENTATION270_WINDOWSRATIO20%_SKYLIGHTRATIO30%.json
50 | 50 | 12 | 135 | 20% | 20% | 7500 | 28 | 28 | 0.98667 | 0.24667 | 45.2856 | 1.0873 | 46.3729 | WIDTH60_LENGTH50_HIGHT8_ORIENTATION270_WINDOWSRATIO20%_SKYLIGHTRATIO30%_3Dview.png | WIDTH60_LENGTH50_HIGHT8_ORIENTATION270_WINDOWSRATIO20%_SKYLIGHTRATIO30%.json
50 | 50 | 12 | 180 | 20% | 20% | 7500 | 28 | 28 | 0.98667 | 0.24667 | 45.3954 | 1.0333 | 46.4287 | WIDTH30_LENGTH60_HIGHT8_ORIENTATION270_WINDOWSRATIO20%_SKYLIGHTRATIO30%_3Dview.png | WIDTH30_LENGTH60_HIGHT8_ORIENTATION270_WINDOWSRATIO20%_SKYLIGHTRATIO30%.json
50 | 50 | 12 | 225 | 20% | 20% | 7500 | 28 | 28 | 0.98667 | 0.24667 | 45.2848 | 1.0876 | 46.3724 | WIDTH40_LENGTH60_HIGHT8_ORIENTATION270_WINDOWSRATIO20%_SKYLIGHTRATIO30%_3Dview.png | WIDTH40_LENGTH60_HIGHT8_ORIENTATION270_WINDOWSRATIO20%_SKYLIGHTRATIO30%.json
50 | 50 | 12 | 270 | 20% | 20% | 7500 | 28 | 28 | 0.98667 | 0.24667 | 45.3958 | 1.0321 | 46.4278 | WIDTH50_LENGTH60_HIGHT8_ORIENTATION270_WINDOWSRATIO20%_SKYLIGHTRATIO30%_3Dview.png | WIDTH50_LENGTH60_HIGHT8_ORIENTATION270_WINDOWSRATIO20%_SKYLIGHTRATIO30%.json
50 | 50 | 12 | 315 | 20% | 20% | 7500 | 28 | 28 | 0.98667 | 0.24667 | 45.2934 | 1.0853 | 46.3787 | WIDTH60_LENGTH60_HIGHT8_ORIENTATION270_WINDOWSRATIO20%_SKYLIGHTRATIO30%_3Dview.png | WIDTH60_LENGTH60_HIGHT8_ORIENTATION270_WINDOWSRATIO20%_SKYLIGHTRATIO30%.json
50 | 50 | 12 | 0 | 30% | 20% | 7500 | 28 | 28 | 0.98667 | 0.24667 | 46.0102 | 0.87871 | 46.8889 | WIDTH30_LENGTH30_HIGHT12_ORIENTATION270_WINDOWSRATIO20%_SKYLIGHTRATIO30%_3Dview.png | WIDTH30_LENGTH30_HIGHT12_ORIENTATION270_WINDOWSRATIO20%_SKYLIGHTRATIO30%.json
50 | 50 | 12 | 45 | 30% | 20% | 7500 | 28 | 28 | 0.98667 | 0.24667 | 45.9054 | 0.93376 | 46.8392 | WIDTH40_LENGTH30_HIGHT12_ORIENTATION270_WINDOWSRATIO20%_SKYLIGHTRATIO30%_3Dview.png | WIDTH40_LENGTH30_HIGHT12_ORIENTATION270_WINDOWSRATIO20%_SKYLIGHTRATIO30%.json
50 | 50 | 12 | 90 | 30% | 20% | 7500 | 28 | 28 | 0.98667 | 0.24667 | 46.011 | 0.87762 | 46.8887 | WIDTH50_LENGTH30_HIGHT12_ORIENTATION270_WINDOWSRATIO20%_SKYLIGHTRATIO30%_3Dview.png | WIDTH50_LENGTH30_HIGHT12_ORIENTATION270_WINDOWSRATIO20%_SKYLIGHTRATIO30%.json
50 | 50 | 12 | 135 | 30% | 20% | 7500 | 28 | 28 | 0.98667 | 0.24667 | 45.8913 | 0.93794 | 46.8292 | WIDTH60_LENGTH30_HIGHT12_ORIENTATION270_WINDOWSRATIO20%_SKYLIGHTRATIO30%_3Dview.png | WIDTH60_LENGTH30_HIGHT12_ORIENTATION270_WINDOWSRATIO20%_SKYLIGHTRATIO30%.json
50 | 50 | 12 | 180 | 30% | 20% | 7500 | 28 | 28 | 0.98667 | 0.24667 | 46.0102 | 0.87871 | 46.8889 | WIDTH30_LENGTH40_HIGHT12_ORIENTATION270_WINDOWSRATIO20%_SKYLIGHTRATIO30%_3Dview.png | WIDTH30_LENGTH40_HIGHT12_ORIENTATION270_WINDOWSRATIO20%_SKYLIGHTRATIO30%.json
50 | 50 | 12 | 225 | 30% | 20% | 7500 | 28 | 28 | 0.98667 | 0.24667 | 45.89 | 0.93798 | 46.8279 | WIDTH40_LENGTH40_HIGHT12_ORIENTATION270_WINDOWSRATIO20%_SKYLIGHTRATIO30%_3Dview.png | WIDTH40_LENGTH40_HIGHT12_ORIENTATION270_WINDOWSRATIO20%_SKYLIGHTRATIO30%.json
50 | 50 | 12 | 270 | 30% | 20% | 7500 | 28 | 28 | 0.98667 | 0.24667 | 46.011 | 0.87762 | 46.8887 | WIDTH50_LENGTH40_HIGHT12_ORIENTATION270_WINDOWSRATIO20%_SKYLIGHTRATIO30%_3Dview.png | WIDTH50_LENGTH40_HIGHT12_ORIENTATION270_WINDOWSRATIO20%_SKYLIGHTRATIO30%.json
50 | 50 | 12 | 315 | 30% | 20% | 7500 | 28 | 28 | 0.98667 | 0.24667 | 45.8979 | 0.93629 | 46.8341 | WIDTH60_LENGTH40_HIGHT12_ORIENTATION270_WINDOWSRATIO20%_SKYLIGHTRATIO30%_3Dview.png | WIDTH60_LENGTH40_HIGHT12_ORIENTATION270_WINDOWSRATIO20%_SKYLIGHTRATIO30%.json
50 | 50 | 12 | 0 | 40% | 20% | 7500 | 28 | 28 | 0.98667 | 0.24667 | 46.4805 | 0.7536 | 47.234 | WIDTH30_LENGTH50_HIGHT12_ORIENTATION270_WINDOWSRATIO20%_SKYLIGHTRATIO30%_3Dview.png | WIDTH30_LENGTH50_HIGHT12_ORIENTATION270_WINDOWSRATIO20%_SKYLIGHTRATIO30%.json
50 | 50 | 12 | 45 | 40% | 20% | 7500 | 28 | 28 | 0.98667 | 0.24667 | 46.3688 | 0.8073 | 47.1761 | WIDTH40_LENGTH50_HIGHT12_ORIENTATION270_WINDOWSRATIO20%_SKYLIGHTRATIO30%_3Dview.png | WIDTH40_LENGTH50_HIGHT12_ORIENTATION270_WINDOWSRATIO20%_SKYLIGHTRATIO30%.json
50 | 50 | 12 | 90 | 40% | 20% | 7500 | 28 | 28 | 0.98667 | 0.24667 | 46.4801 | 0.75244 | 47.2326 | WIDTH50_LENGTH50_HIGHT12_ORIENTATION270_WINDOWSRATIO20%_SKYLIGHTRATIO30%_3Dview.png | WIDTH50_LENGTH50_HIGHT12_ORIENTATION270_WINDOWSRATIO20%_SKYLIGHTRATIO30%.json
50 | 50 | 12 | 135 | 40% | 20% | 7500 | 28 | 28 | 0.98667 | 0.24667 | 46.3567 | 0.81087 | 47.1675 | WIDTH60_LENGTH50_HIGHT12_ORIENTATION270_WINDOWSRATIO20%_SKYLIGHTRATIO30%_3Dview.png | WIDTH60_LENGTH50_HIGHT12_ORIENTATION270_WINDOWSRATIO20%_SKYLIGHTRATIO30%.json
50 | 50 | 12 | 180 | 40% | 20% | 7500 | 28 | 28 | 0.98667 | 0.24667 | 46.4805 | 0.7536 | 47.234 | WIDTH30_LENGTH60_HIGHT12_ORIENTATION270_WINDOWSRATIO20%_SKYLIGHTRATIO30%_3Dview.png | WIDTH30_LENGTH60_HIGHT12_ORIENTATION270_WINDOWSRATIO20%_SKYLIGHTRATIO30%.json
50 | 50 | 12 | 225 | 40% | 20% | 7500 | 28 | 28 | 0.98667 | 0.24667 | 46.3553 | 0.8116 | 47.1669 | WIDTH40_LENGTH60_HIGHT12_ORIENTATION270_WINDOWSRATIO20%_SKYLIGHTRATIO30%_3Dview.png | WIDTH40_LENGTH60_HIGHT12_ORIENTATION270_WINDOWSRATIO20%_SKYLIGHTRATIO30%.json
50 | 50 | 12 | 270 | 40% | 20% | 7500 | 28 | 28 | 0.98667 | 0.24667 | 46.4801 | 0.75244 | 47.2326 | WIDTH50_LENGTH60_HIGHT12_ORIENTATION270_WINDOWSRATIO20%_SKYLIGHTRATIO30%_3Dview.png | WIDTH50_LENGTH60_HIGHT12_ORIENTATION270_WINDOWSRATIO20%_SKYLIGHTRATIO30%.json
50 | 50 | 12 | 315 | 40% | 20% | 7500 | 28 | 28 | 0.98667 | 0.24667 | 46.362 | 0.80973 | 47.1717 | WIDTH60_LENGTH60_HIGHT12_ORIENTATION270_WINDOWSRATIO20%_SKYLIGHTRATIO30%_3Dview.png | WIDTH60_LENGTH60_HIGHT12_ORIENTATION270_WINDOWSRATIO20%_SKYLIGHTRATIO30%.json
50 | 50 | 12 | 0 | 10% | 30% | 7500 | 28 | 28 | 0.98667 | 0.24667 | 47.0666 | 1.14 | 48.2066 | WIDTH30_LENGTH30_HIGHT16_ORIENTATION270_WINDOWSRATIO20%_SKYLIGHTRATIO30%_3Dview.png | WIDTH30_LENGTH30_HIGHT16_ORIENTATION270_WINDOWSRATIO20%_SKYLIGHTRATIO30%.json
50 | 50 | 12 | 45 | 10% | 30% | 7500 | 28 | 28 | 0.98667 | 0.24667 | 46.9881 | 1.1795 | 48.1676 | WIDTH40_LENGTH30_HIGHT16_ORIENTATION270_WINDOWSRATIO20%_SKYLIGHTRATIO30%_3Dview.png | WIDTH40_LENGTH30_HIGHT16_ORIENTATION270_WINDOWSRATIO20%_SKYLIGHTRATIO30%.json
50 | 50 | 12 | 90 | 10% | 30% | 7500 | 28 | 28 | 0.98667 | 0.24667 | 47.0674 | 1.1389 | 48.2063 | WIDTH50_LENGTH30_HIGHT16_ORIENTATION270_WINDOWSRATIO20%_SKYLIGHTRATIO30%_3Dview.png | WIDTH50_LENGTH30_HIGHT16_ORIENTATION270_WINDOWSRATIO20%_SKYLIGHTRATIO30%.json
50 | 50 | 12 | 135 | 10% | 30% | 7500 | 28 | 28 | 0.98667 | 0.24667 | 46.9639 | 1.1905 | 48.1544 | WIDTH60_LENGTH30_HIGHT16_ORIENTATION270_WINDOWSRATIO20%_SKYLIGHTRATIO30%_3Dview.png | WIDTH60_LENGTH30_HIGHT16_ORIENTATION270_WINDOWSRATIO20%_SKYLIGHTRATIO30%.json
50 | 50 | 12 | 180 | 10% | 30% | 7500 | 28 | 28 | 0.98667 | 0.24667 | 47.0666 | 1.14 | 48.2066 | WIDTH30_LENGTH40_HIGHT16_ORIENTATION270_WINDOWSRATIO20%_SKYLIGHTRATIO30%_3Dview.png | WIDTH30_LENGTH40_HIGHT16_ORIENTATION270_WINDOWSRATIO20%_SKYLIGHTRATIO30%.json
50 | 50 | 12 | 225 | 10% | 30% | 7500 | 28 | 28 | 0.98667 | 0.24667 | 46.9529 | 1.1922 | 48.1451 | WIDTH40_LENGTH40_HIGHT16_ORIENTATION270_WINDOWSRATIO20%_SKYLIGHTRATIO30%_3Dview.png | WIDTH40_LENGTH40_HIGHT16_ORIENTATION270_WINDOWSRATIO20%_SKYLIGHTRATIO30%.json
50 | 50 | 12 | 270 | 10% | 30% | 7500 | 28 | 28 | 0.98667 | 0.24667 | 47.0674 | 1.1389 | 48.2063 | WIDTH50_LENGTH40_HIGHT16_ORIENTATION270_WINDOWSRATIO20%_SKYLIGHTRATIO30%_3Dview.png | WIDTH50_LENGTH40_HIGHT16_ORIENTATION270_WINDOWSRATIO20%_SKYLIGHTRATIO30%.json
50 | 50 | 12 | 315 | 10% | 30% | 7500 | 28 | 28 | 0.98667 | 0.24667 | 46.9857 | 1.1794 | 48.1651 | WIDTH60_LENGTH40_HIGHT16_ORIENTATION270_WINDOWSRATIO20%_SKYLIGHTRATIO30%_3Dview.png | WIDTH60_LENGTH40_HIGHT16_ORIENTATION270_WINDOWSRATIO20%_SKYLIGHTRATIO30%.json
50 | 50 | 12 | 0 | 20% | 30% | 7500 | 28 | 28 | 0.98667 | 0.24667 | 47.7972 | 0.95902 | 48.7562 | WIDTH30_LENGTH50_HIGHT16_ORIENTATION270_WINDOWSRATIO20%_SKYLIGHTRATIO30%_3Dview.png | WIDTH30_LENGTH50_HIGHT16_ORIENTATION270_WINDOWSRATIO20%_SKYLIGHTRATIO30%.json
50 | 50 | 12 | 45 | 20% | 30% | 7500 | 28 | 28 | 0.98667 | 0.24667 | 47.7047 | 1.0045 | 48.7092 | WIDTH40_LENGTH50_HIGHT16_ORIENTATION270_WINDOWSRATIO20%_SKYLIGHTRATIO30%_3Dview.png | WIDTH40_LENGTH50_HIGHT16_ORIENTATION270_WINDOWSRATIO20%_SKYLIGHTRATIO30%.json
50 | 50 | 12 | 90 | 20% | 30% | 7500 | 28 | 28 | 0.98667 | 0.24667 | 47.7971 | 0.9577 | 48.7548 | WIDTH50_LENGTH50_HIGHT16_ORIENTATION270_WINDOWSRATIO20%_SKYLIGHTRATIO30%_3Dview.png | WIDTH50_LENGTH50_HIGHT16_ORIENTATION270_WINDOWSRATIO20%_SKYLIGHTRATIO30%.json
50 | 50 | 12 | 135 | 20% | 30% | 7500 | 28 | 28 | 0.98667 | 0.24667 | 47.6834 | 1.0142 | 48.6976 | WIDTH60_LENGTH50_HIGHT16_ORIENTATION270_WINDOWSRATIO20%_SKYLIGHTRATIO30%_3Dview.png | WIDTH60_LENGTH50_HIGHT16_ORIENTATION270_WINDOWSRATIO20%_SKYLIGHTRATIO30%.json
50 | 50 | 12 | 180 | 20% | 30% | 7500 | 28 | 28 | 0.98667 | 0.24667 | 47.7972 | 0.95902 | 48.7562 | WIDTH30_LENGTH60_HIGHT16_ORIENTATION270_WINDOWSRATIO20%_SKYLIGHTRATIO30%_3Dview.png | WIDTH30_LENGTH60_HIGHT16_ORIENTATION270_WINDOWSRATIO20%_SKYLIGHTRATIO30%.json
50 | 50 | 12 | 225 | 20% | 30% | 7500 | 28 | 28 | 0.98667 | 0.24667 | 47.6754 | 1.0159 | 48.6913 | WIDTH40_LENGTH60_HIGHT16_ORIENTATION270_WINDOWSRATIO20%_SKYLIGHTRATIO30%_3Dview.png | WIDTH40_LENGTH60_HIGHT16_ORIENTATION270_WINDOWSRATIO20%_SKYLIGHTRATIO30%.json
50 | 50 | 12 | 270 | 20% | 30% | 7500 | 28 | 28 | 0.98667 | 0.24667 | 47.7971 | 0.9577 | 48.7548 | WIDTH50_LENGTH60_HIGHT16_ORIENTATION270_WINDOWSRATIO20%_SKYLIGHTRATIO30%_3Dview.png | WIDTH50_LENGTH60_HIGHT16_ORIENTATION270_WINDOWSRATIO20%_SKYLIGHTRATIO30%.json
50 | 50 | 12 | 315 | 20% | 30% | 7500 | 28 | 28 | 0.98667 | 0.24667 | 47.7025 | 1.0045 | 48.707 | WIDTH60_LENGTH60_HIGHT16_ORIENTATION270_WINDOWSRATIO20%_SKYLIGHTRATIO30%_3Dview.png | WIDTH60_LENGTH60_HIGHT16_ORIENTATION270_WINDOWSRATIO20%_SKYLIGHTRATIO30%.json
50 | 50 | 12 | 0 | 30% | 30% | 7500 | 28 | 28 | 0.98667 | 0.24667 | 48.3687 | 0.80978 | 49.1785 | WIDTH30_LENGTH30_HIGHT8_ORIENTATION315_WINDOWSRATIO20%_SKYLIGHTRATIO30%_3Dview.png | WIDTH30_LENGTH30_HIGHT8_ORIENTATION315_WINDOWSRATIO20%_SKYLIGHTRATIO30%.json
50 | 50 | 12 | 45 | 30% | 30% | 7500 | 28 | 28 | 0.98667 | 0.24667 | 48.2687 | 0.86188 | 49.1306 | WIDTH40_LENGTH30_HIGHT8_ORIENTATION315_WINDOWSRATIO20%_SKYLIGHTRATIO30%_3Dview.png | WIDTH40_LENGTH30_HIGHT8_ORIENTATION315_WINDOWSRATIO20%_SKYLIGHTRATIO30%.json
50 | 50 | 12 | 90 | 30% | 30% | 7500 | 28 | 28 | 0.98667 | 0.24667 | 48.3698 | 0.80858 | 49.1784 | WIDTH50_LENGTH30_HIGHT8_ORIENTATION315_WINDOWSRATIO20%_SKYLIGHTRATIO30%_3Dview.png | WIDTH50_LENGTH30_HIGHT8_ORIENTATION315_WINDOWSRATIO20%_SKYLIGHTRATIO30%.json
50 | 50 | 12 | 135 | 30% | 30% | 7500 | 28 | 28 | 0.98667 | 0.24667 | 48.248 | 0.87088 | 49.1189 | WIDTH60_LENGTH30_HIGHT8_ORIENTATION315_WINDOWSRATIO20%_SKYLIGHTRATIO30%_3Dview.png | WIDTH60_LENGTH30_HIGHT8_ORIENTATION315_WINDOWSRATIO20%_SKYLIGHTRATIO30%.json
50 | 50 | 12 | 180 | 30% | 30% | 7500 | 28 | 28 | 0.98667 | 0.24667 | 48.3687 | 0.80978 | 49.1785 | WIDTH30_LENGTH40_HIGHT8_ORIENTATION315_WINDOWSRATIO20%_SKYLIGHTRATIO30%_3Dview.png | WIDTH30_LENGTH40_HIGHT8_ORIENTATION315_WINDOWSRATIO20%_SKYLIGHTRATIO30%.json
50 | 50 | 12 | 225 | 30% | 30% | 7500 | 28 | 28 | 0.98667 | 0.24667 | 48.2429 | 0.87253 | 49.1154 | WIDTH40_LENGTH40_HIGHT8_ORIENTATION315_WINDOWSRATIO20%_SKYLIGHTRATIO30%_3Dview.png | WIDTH40_LENGTH40_HIGHT8_ORIENTATION315_WINDOWSRATIO20%_SKYLIGHTRATIO30%.json
50 | 50 | 12 | 270 | 30% | 30% | 7500 | 28 | 28 | 0.98667 | 0.24667 | 48.3698 | 0.80858 | 49.1784 | WIDTH50_LENGTH40_HIGHT8_ORIENTATION315_WINDOWSRATIO20%_SKYLIGHTRATIO30%_3Dview.png | WIDTH50_LENGTH40_HIGHT8_ORIENTATION315_WINDOWSRATIO20%_SKYLIGHTRATIO30%.json
50 | 50 | 12 | 315 | 30% | 30% | 7500 | 28 | 28 | 0.98667 | 0.24667 | 48.2669 | 0.86134 | 49.1283 | WIDTH60_LENGTH40_HIGHT8_ORIENTATION315_WINDOWSRATIO20%_SKYLIGHTRATIO30%_3Dview.png | WIDTH60_LENGTH40_HIGHT8_ORIENTATION315_WINDOWSRATIO20%_SKYLIGHTRATIO30%.json
50 | 50 | 12 | 0 | 40% | 30% | 7500 | 28 | 28 | 0.98667 | 0.24667 | 48.8084 | 0.6911 | 49.4995 | WIDTH30_LENGTH50_HIGHT8_ORIENTATION315_WINDOWSRATIO20%_SKYLIGHTRATIO30%_3Dview.png | WIDTH30_LENGTH50_HIGHT8_ORIENTATION315_WINDOWSRATIO20%_SKYLIGHTRATIO30%.json
50 | 50 | 12 | 45 | 40% | 30% | 7500 | 28 | 28 | 0.98667 | 0.24667 | 48.7025 | 0.74267 | 49.4452 | WIDTH40_LENGTH50_HIGHT8_ORIENTATION315_WINDOWSRATIO20%_SKYLIGHTRATIO30%_3Dview.png | WIDTH40_LENGTH50_HIGHT8_ORIENTATION315_WINDOWSRATIO20%_SKYLIGHTRATIO30%.json
50 | 50 | 12 | 90 | 40% | 30% | 7500 | 28 | 28 | 0.98667 | 0.24667 | 48.8095 | 0.69043 | 49.4999 | WIDTH50_LENGTH50_HIGHT8_ORIENTATION315_WINDOWSRATIO20%_SKYLIGHTRATIO30%_3Dview.png | WIDTH50_LENGTH50_HIGHT8_ORIENTATION315_WINDOWSRATIO20%_SKYLIGHTRATIO30%.json
50 | 50 | 12 | 135 | 40% | 30% | 7500 | 28 | 28 | 0.98667 | 0.24667 | 48.6821 | 0.75372 | 49.4358 | WIDTH60_LENGTH50_HIGHT8_ORIENTATION315_WINDOWSRATIO20%_SKYLIGHTRATIO30%_3Dview.png | WIDTH60_LENGTH50_HIGHT8_ORIENTATION315_WINDOWSRATIO20%_SKYLIGHTRATIO30%.json
50 | 50 | 12 | 180 | 40% | 30% | 7500 | 28 | 28 | 0.98667 | 0.24667 | 48.8084 | 0.6911 | 49.4995 | WIDTH30_LENGTH60_HIGHT8_ORIENTATION315_WINDOWSRATIO20%_SKYLIGHTRATIO30%_3Dview.png | WIDTH30_LENGTH60_HIGHT8_ORIENTATION315_WINDOWSRATIO20%_SKYLIGHTRATIO30%.json
50 | 50 | 12 | 225 | 40% | 30% | 7500 | 28 | 28 | 0.98667 | 0.24667 | 48.6783 | 0.75416 | 49.4325 | WIDTH40_LENGTH60_HIGHT8_ORIENTATION315_WINDOWSRATIO20%_SKYLIGHTRATIO30%_3Dview.png | WIDTH40_LENGTH60_HIGHT8_ORIENTATION315_WINDOWSRATIO20%_SKYLIGHTRATIO30%.json
50 | 50 | 12 | 270 | 40% | 30% | 7500 | 28 | 28 | 0.98667 | 0.24667 | 48.8095 | 0.69043 | 49.4999 | WIDTH50_LENGTH60_HIGHT8_ORIENTATION315_WINDOWSRATIO20%_SKYLIGHTRATIO30%_3Dview.png | WIDTH50_LENGTH60_HIGHT8_ORIENTATION315_WINDOWSRATIO20%_SKYLIGHTRATIO30%.json
50 | 50 | 12 | 315 | 40% | 30% | 7500 | 28 | 28 | 0.98667 | 0.24667 | 48.7009 | 0.74261 | 49.4435 | WIDTH60_LENGTH60_HIGHT8_ORIENTATION315_WINDOWSRATIO20%_SKYLIGHTRATIO30%_3Dview.png | WIDTH60_LENGTH60_HIGHT8_ORIENTATION315_WINDOWSRATIO20%_SKYLIGHTRATIO30%.json
50 | 50 | 12 | 0 | 10% | 40% | 7500 | 28 | 28 | 0.98667 | 0.24667 | 47.2849 | 1.0715 | 48.3564 | WIDTH30_LENGTH30_HIGHT12_ORIENTATION315_WINDOWSRATIO20%_SKYLIGHTRATIO30%_3Dview.png | WIDTH30_LENGTH30_HIGHT12_ORIENTATION315_WINDOWSRATIO20%_SKYLIGHTRATIO30%.json
50 | 50 | 12 | 45 | 10% | 40% | 7500 | 28 | 28 | 0.98667 | 0.24667 | 47.2093 | 1.1104 | 48.3197 | WIDTH40_LENGTH30_HIGHT12_ORIENTATION315_WINDOWSRATIO20%_SKYLIGHTRATIO30%_3Dview.png | WIDTH40_LENGTH30_HIGHT12_ORIENTATION315_WINDOWSRATIO20%_SKYLIGHTRATIO30%.json
50 | 50 | 12 | 90 | 10% | 40% | 7500 | 28 | 28 | 0.98667 | 0.24667 | 47.2854 | 1.0706 | 48.356 | WIDTH50_LENGTH30_HIGHT12_ORIENTATION315_WINDOWSRATIO20%_SKYLIGHTRATIO30%_3Dview.png | WIDTH50_LENGTH30_HIGHT12_ORIENTATION315_WINDOWSRATIO20%_SKYLIGHTRATIO30%.json
50 | 50 | 12 | 135 | 10% | 40% | 7500 | 28 | 28 | 0.98667 | 0.24667 | 47.1728 | 1.1287 | 48.3015 | WIDTH60_LENGTH30_HIGHT12_ORIENTATION315_WINDOWSRATIO20%_SKYLIGHTRATIO30%_3Dview.png | WIDTH60_LENGTH30_HIGHT12_ORIENTATION315_WINDOWSRATIO20%_SKYLIGHTRATIO30%.json
50 | 50 | 12 | 180 | 10% | 40% | 7500 | 28 | 28 | 0.98667 | 0.24667 | 47.2849 | 1.0715 | 48.3564 | WIDTH30_LENGTH40_HIGHT12_ORIENTATION315_WINDOWSRATIO20%_SKYLIGHTRATIO30%_3Dview.png | WIDTH30_LENGTH40_HIGHT12_ORIENTATION315_WINDOWSRATIO20%_SKYLIGHTRATIO30%.json
50 | 50 | 12 | 225 | 10% | 40% | 7500 | 28 | 28 | 0.98667 | 0.24667 | 47.1625 | 1.1291 | 48.2915 | WIDTH40_LENGTH40_HIGHT12_ORIENTATION315_WINDOWSRATIO20%_SKYLIGHTRATIO30%_3Dview.png | WIDTH40_LENGTH40_HIGHT12_ORIENTATION315_WINDOWSRATIO20%_SKYLIGHTRATIO30%.json
50 | 50 | 12 | 270 | 10% | 40% | 7500 | 28 | 28 | 0.98667 | 0.24667 | 47.2854 | 1.0706 | 48.356 | WIDTH50_LENGTH40_HIGHT12_ORIENTATION315_WINDOWSRATIO20%_SKYLIGHTRATIO30%_3Dview.png | WIDTH50_LENGTH40_HIGHT12_ORIENTATION315_WINDOWSRATIO20%_SKYLIGHTRATIO30%.json
50 | 50 | 12 | 315 | 10% | 40% | 7500 | 28 | 28 | 0.98667 | 0.24667 | 47.2072 | 1.1098 | 48.317 | WIDTH60_LENGTH40_HIGHT12_ORIENTATION315_WINDOWSRATIO20%_SKYLIGHTRATIO30%_3Dview.png | WIDTH60_LENGTH40_HIGHT12_ORIENTATION315_WINDOWSRATIO20%_SKYLIGHTRATIO30%.json
50 | 50 | 12 | 0 | 20% | 40% | 7500 | 28 | 28 | 0.98667 | 0.24667 | 47.9863 | 0.89668 | 48.883 | WIDTH30_LENGTH50_HIGHT12_ORIENTATION315_WINDOWSRATIO20%_SKYLIGHTRATIO30%_3Dview.png | WIDTH30_LENGTH50_HIGHT12_ORIENTATION315_WINDOWSRATIO20%_SKYLIGHTRATIO30%.json
50 | 50 | 12 | 45 | 20% | 40% | 7500 | 28 | 28 | 0.98667 | 0.24667 | 47.8933 | 0.94254 | 48.8358 | WIDTH40_LENGTH50_HIGHT12_ORIENTATION315_WINDOWSRATIO20%_SKYLIGHTRATIO30%_3Dview.png | WIDTH40_LENGTH50_HIGHT12_ORIENTATION315_WINDOWSRATIO20%_SKYLIGHTRATIO30%.json
50 | 50 | 12 | 90 | 20% | 40% | 7500 | 28 | 28 | 0.98667 | 0.24667 | 47.9883 | 0.89379 | 48.882 | WIDTH50_LENGTH50_HIGHT12_ORIENTATION315_WINDOWSRATIO20%_SKYLIGHTRATIO30%_3Dview.png | WIDTH50_LENGTH50_HIGHT12_ORIENTATION315_WINDOWSRATIO20%_SKYLIGHTRATIO30%.json
50 | 50 | 12 | 135 | 20% | 40% | 7500 | 28 | 28 | 0.98667 | 0.24667 | 47.8623 | 0.96013 | 48.8224 | WIDTH60_LENGTH50_HIGHT12_ORIENTATION315_WINDOWSRATIO20%_SKYLIGHTRATIO30%_3Dview.png | WIDTH60_LENGTH50_HIGHT12_ORIENTATION315_WINDOWSRATIO20%_SKYLIGHTRATIO30%.json
50 | 50 | 12 | 180 | 20% | 40% | 7500 | 28 | 28 | 0.98667 | 0.24667 | 47.9863 | 0.89668 | 48.883 | WIDTH30_LENGTH60_HIGHT12_ORIENTATION315_WINDOWSRATIO20%_SKYLIGHTRATIO30%_3Dview.png | WIDTH30_LENGTH60_HIGHT12_ORIENTATION315_WINDOWSRATIO20%_SKYLIGHTRATIO30%.json
50 | 50 | 12 | 225 | 20% | 40% | 7500 | 28 | 28 | 0.98667 | 0.24667 | 47.8518 | 0.95891 | 48.8107 | WIDTH40_LENGTH60_HIGHT12_ORIENTATION315_WINDOWSRATIO20%_SKYLIGHTRATIO30%_3Dview.png | WIDTH40_LENGTH60_HIGHT12_ORIENTATION315_WINDOWSRATIO20%_SKYLIGHTRATIO30%.json
50 | 50 | 12 | 270 | 20% | 40% | 7500 | 28 | 28 | 0.98667 | 0.24667 | 47.9883 | 0.89379 | 48.882 | WIDTH50_LENGTH60_HIGHT12_ORIENTATION315_WINDOWSRATIO20%_SKYLIGHTRATIO30%_3Dview.png | WIDTH50_LENGTH60_HIGHT12_ORIENTATION315_WINDOWSRATIO20%_SKYLIGHTRATIO30%.json
50 | 50 | 12 | 315 | 20% | 40% | 7500 | 28 | 28 | 0.98667 | 0.24667 | 47.8912 | 0.94245 | 48.8336 | WIDTH60_LENGTH60_HIGHT12_ORIENTATION315_WINDOWSRATIO20%_SKYLIGHTRATIO30%_3Dview.png | WIDTH60_LENGTH60_HIGHT12_ORIENTATION315_WINDOWSRATIO20%_SKYLIGHTRATIO30%.json
50 | 50 | 12 | 0 | 30% | 40% | 7500 | 28 | 28 | 0.98667 | 0.24667 | 48.527 | 0.75355 | 49.2806 | WIDTH30_LENGTH30_HIGHT16_ORIENTATION315_WINDOWSRATIO20%_SKYLIGHTRATIO30%_3Dview.png | WIDTH30_LENGTH30_HIGHT16_ORIENTATION315_WINDOWSRATIO20%_SKYLIGHTRATIO30%.json
50 | 50 | 12 | 45 | 30% | 40% | 7500 | 28 | 28 | 0.98667 | 0.24667 | 48.4294 | 0.80186 | 49.2312 | WIDTH40_LENGTH30_HIGHT16_ORIENTATION315_WINDOWSRATIO20%_SKYLIGHTRATIO30%_3Dview.png | WIDTH40_LENGTH30_HIGHT16_ORIENTATION315_WINDOWSRATIO20%_SKYLIGHTRATIO30%.json
50 | 50 | 12 | 90 | 30% | 40% | 7500 | 28 | 28 | 0.98667 | 0.24667 | 48.5276 | 0.75244 | 49.28 | WIDTH50_LENGTH30_HIGHT16_ORIENTATION315_WINDOWSRATIO20%_SKYLIGHTRATIO30%_3Dview.png | WIDTH50_LENGTH30_HIGHT16_ORIENTATION315_WINDOWSRATIO20%_SKYLIGHTRATIO30%.json
50 | 50 | 12 | 135 | 30% | 40% | 7500 | 28 | 28 | 0.98667 | 0.24667 | 48.3958 | 0.82063 | 49.2164 | WIDTH60_LENGTH30_HIGHT16_ORIENTATION315_WINDOWSRATIO20%_SKYLIGHTRATIO30%_3Dview.png | WIDTH60_LENGTH30_HIGHT16_ORIENTATION315_WINDOWSRATIO20%_SKYLIGHTRATIO30%.json
50 | 50 | 12 | 180 | 30% | 40% | 7500 | 28 | 28 | 0.98667 | 0.24667 | 48.527 | 0.75355 | 49.2806 | WIDTH30_LENGTH40_HIGHT16_ORIENTATION315_WINDOWSRATIO20%_SKYLIGHTRATIO30%_3Dview.png | WIDTH30_LENGTH40_HIGHT16_ORIENTATION315_WINDOWSRATIO20%_SKYLIGHTRATIO30%.json
50 | 50 | 12 | 225 | 30% | 40% | 7500 | 28 | 28 | 0.98667 | 0.24667 | 48.3921 | 0.81989 | 49.212 | WIDTH40_LENGTH40_HIGHT16_ORIENTATION315_WINDOWSRATIO20%_SKYLIGHTRATIO30%_3Dview.png | WIDTH40_LENGTH40_HIGHT16_ORIENTATION315_WINDOWSRATIO20%_SKYLIGHTRATIO30%.json
50 | 50 | 12 | 270 | 30% | 40% | 7500 | 28 | 28 | 0.98667 | 0.24667 | 48.5276 | 0.75244 | 49.28 | WIDTH50_LENGTH40_HIGHT16_ORIENTATION315_WINDOWSRATIO20%_SKYLIGHTRATIO30%_3Dview.png | WIDTH50_LENGTH40_HIGHT16_ORIENTATION315_WINDOWSRATIO20%_SKYLIGHTRATIO30%.json
50 | 50 | 12 | 315 | 30% | 40% | 7500 | 28 | 28 | 0.98667 | 0.24667 | 48.4277 | 0.80166 | 49.2293 | WIDTH60_LENGTH40_HIGHT16_ORIENTATION315_WINDOWSRATIO20%_SKYLIGHTRATIO30%_3Dview.png | WIDTH60_LENGTH40_HIGHT16_ORIENTATION315_WINDOWSRATIO20%_SKYLIGHTRATIO30%.json
50 | 50 | 12 | 0 | 40% | 40% | 7500 | 28 | 28 | 0.98667 | 0.24667 | 48.9426 | 0.64291 | 49.5855 | WIDTH30_LENGTH50_HIGHT16_ORIENTATION315_WINDOWSRATIO20%_SKYLIGHTRATIO30%_3Dview.png | WIDTH30_LENGTH50_HIGHT16_ORIENTATION315_WINDOWSRATIO20%_SKYLIGHTRATIO30%.json
50 | 50 | 12 | 45 | 40% | 40% | 7500 | 28 | 28 | 0.98667 | 0.24667 | 48.8406 | 0.69214 | 49.5327 | WIDTH40_LENGTH50_HIGHT16_ORIENTATION315_WINDOWSRATIO20%_SKYLIGHTRATIO30%_3Dview.png | WIDTH40_LENGTH50_HIGHT16_ORIENTATION315_WINDOWSRATIO20%_SKYLIGHTRATIO30%.json
50 | 50 | 12 | 90 | 40% | 40% | 7500 | 28 | 28 | 0.98667 | 0.24667 | 48.9428 | 0.64145 | 49.5843 | WIDTH50_LENGTH50_HIGHT16_ORIENTATION315_WINDOWSRATIO20%_SKYLIGHTRATIO30%_3Dview.png | WIDTH50_LENGTH50_HIGHT16_ORIENTATION315_WINDOWSRATIO20%_SKYLIGHTRATIO30%.json
50 | 50 | 12 | 135 | 40% | 40% | 7500 | 28 | 28 | 0.98667 | 0.24667 | 48.8108 | 0.70783 | 49.5186 | WIDTH60_LENGTH50_HIGHT16_ORIENTATION315_WINDOWSRATIO20%_SKYLIGHTRATIO30%_3Dview.png | WIDTH60_LENGTH50_HIGHT16_ORIENTATION315_WINDOWSRATIO20%_SKYLIGHTRATIO30%.json
50 | 50 | 12 | 180 | 40% | 40% | 7500 | 28 | 28 | 0.98667 | 0.24667 | 48.9426 | 0.64291 | 49.5855 | WIDTH30_LENGTH60_HIGHT16_ORIENTATION315_WINDOWSRATIO20%_SKYLIGHTRATIO30%_3Dview.png | WIDTH30_LENGTH60_HIGHT16_ORIENTATION315_WINDOWSRATIO20%_SKYLIGHTRATIO30%.json
50 | 50 | 12 | 225 | 40% | 40% | 7500 | 28 | 28 | 0.98667 | 0.24667 | 48.8095 | 0.70589 | 49.5154 | WIDTH40_LENGTH60_HIGHT16_ORIENTATION315_WINDOWSRATIO20%_SKYLIGHTRATIO30%_3Dview.png | WIDTH40_LENGTH60_HIGHT16_ORIENTATION315_WINDOWSRATIO20%_SKYLIGHTRATIO30%.json
50 | 50 | 12 | 270 | 40% | 40% | 7500 | 28 | 28 | 0.98667 | 0.24667 | 48.9428 | 0.64145 | 49.5843 | WIDTH50_LENGTH60_HIGHT16_ORIENTATION315_WINDOWSRATIO20%_SKYLIGHTRATIO30%_3Dview.png | WIDTH50_LENGTH60_HIGHT16_ORIENTATION315_WINDOWSRATIO20%_SKYLIGHTRATIO30%.json
50 | 50 | 12 | 315 | 40% | 40% | 7500 | 28 | 28 | 0.98667 | 0.24667 | 48.8391 | 0.69204 | 49.5312 | WIDTH60_LENGTH60_HIGHT16_ORIENTATION315_WINDOWSRATIO20%_SKYLIGHTRATIO30%_3Dview.png | WIDTH60_LENGTH60_HIGHT16_ORIENTATION315_WINDOWSRATIO20%_SKYLIGHTRATIO30%.json
40 | 30 | 16 | 0 | 10% | 10% | 4800 | 8 | 18 | 0.96667 | 0.24167 | 44.2004 | 1.2892 | 45.4896 | WIDTH30_LENGTH30_HIGHT8_ORIENTATION0_WINDOWSRATIO30%_SKYLIGHTRATIO30%_3Dview.png | WIDTH30_LENGTH30_HIGHT8_ORIENTATION0_WINDOWSRATIO30%_SKYLIGHTRATIO30%.json
30 | 40 | 16 | 0 | 10% | 10% | 4800 | 18 | 8 | 0.96667 | 0.24167 | 44.1956 | 1.3232 | 45.5188 | WIDTH40_LENGTH30_HIGHT8_ORIENTATION0_WINDOWSRATIO30%_SKYLIGHTRATIO30%_3Dview.png | WIDTH40_LENGTH30_HIGHT8_ORIENTATION0_WINDOWSRATIO30%_SKYLIGHTRATIO30%.json
40 | 30 | 16 | 45 | 10% | 10% | 4800 | 8 | 18 | 0.96667 | 0.24167 | 44.0794 | 1.3684 | 45.4478 | WIDTH50_LENGTH30_HIGHT8_ORIENTATION0_WINDOWSRATIO30%_SKYLIGHTRATIO30%_3Dview.png | WIDTH50_LENGTH30_HIGHT8_ORIENTATION0_WINDOWSRATIO30%_SKYLIGHTRATIO30%.json
30 | 40 | 16 | 45 | 10% | 10% | 4800 | 18 | 8 | 0.96667 | 0.24167 | 44.0817 | 1.3642 | 45.446 | WIDTH60_LENGTH30_HIGHT8_ORIENTATION0_WINDOWSRATIO30%_SKYLIGHTRATIO30%_3Dview.png | WIDTH60_LENGTH30_HIGHT8_ORIENTATION0_WINDOWSRATIO30%_SKYLIGHTRATIO30%.json
40 | 30 | 16 | 90 | 10% | 10% | 4800 | 8 | 18 | 0.96667 | 0.24167 | 44.1957 | 1.3228 | 45.5185 | WIDTH30_LENGTH40_HIGHT8_ORIENTATION0_WINDOWSRATIO30%_SKYLIGHTRATIO30%_3Dview.png | WIDTH30_LENGTH40_HIGHT8_ORIENTATION0_WINDOWSRATIO30%_SKYLIGHTRATIO30%.json
30 | 40 | 16 | 90 | 10% | 10% | 4800 | 18 | 8 | 0.96667 | 0.24167 | 44.2002 | 1.2892 | 45.4894 | WIDTH40_LENGTH40_HIGHT8_ORIENTATION0_WINDOWSRATIO30%_SKYLIGHTRATIO30%_3Dview.png | WIDTH40_LENGTH40_HIGHT8_ORIENTATION0_WINDOWSRATIO30%_SKYLIGHTRATIO30%.json
40 | 30 | 16 | 135 | 10% | 10% | 4800 | 8 | 18 | 0.96667 | 0.24167 | 44.0811 | 1.3649 | 45.4459 | WIDTH50_LENGTH40_HIGHT8_ORIENTATION0_WINDOWSRATIO30%_SKYLIGHTRATIO30%_3Dview.png | WIDTH50_LENGTH40_HIGHT8_ORIENTATION0_WINDOWSRATIO30%_SKYLIGHTRATIO30%.json
30 | 40 | 16 | 135 | 10% | 10% | 4800 | 18 | 8 | 0.96667 | 0.24167 | 44.0813 | 1.3695 | 45.4508 | WIDTH60_LENGTH40_HIGHT8_ORIENTATION0_WINDOWSRATIO30%_SKYLIGHTRATIO30%_3Dview.png | WIDTH60_LENGTH40_HIGHT8_ORIENTATION0_WINDOWSRATIO30%_SKYLIGHTRATIO30%.json
40 | 30 | 16 | 180 | 10% | 10% | 4800 | 8 | 18 | 0.96667 | 0.24167 | 44.2004 | 1.2892 | 45.4896 | WIDTH30_LENGTH50_HIGHT8_ORIENTATION0_WINDOWSRATIO30%_SKYLIGHTRATIO30%_3Dview.png | WIDTH30_LENGTH50_HIGHT8_ORIENTATION0_WINDOWSRATIO30%_SKYLIGHTRATIO30%.json
30 | 40 | 16 | 180 | 10% | 10% | 4800 | 18 | 8 | 0.96667 | 0.24167 | 44.1956 | 1.3232 | 45.5188 | WIDTH40_LENGTH50_HIGHT8_ORIENTATION0_WINDOWSRATIO30%_SKYLIGHTRATIO30%_3Dview.png | WIDTH40_LENGTH50_HIGHT8_ORIENTATION0_WINDOWSRATIO30%_SKYLIGHTRATIO30%.json
40 | 30 | 16 | 225 | 10% | 10% | 4800 | 8 | 18 | 0.96667 | 0.24167 | 44.0823 | 1.3685 | 45.4508 | WIDTH50_LENGTH50_HIGHT8_ORIENTATION0_WINDOWSRATIO30%_SKYLIGHTRATIO30%_3Dview.png | WIDTH50_LENGTH50_HIGHT8_ORIENTATION0_WINDOWSRATIO30%_SKYLIGHTRATIO30%.json
30 | 40 | 16 | 225 | 10% | 10% | 4800 | 18 | 8 | 0.96667 | 0.24167 | 44.0817 | 1.3647 | 45.4464 | WIDTH60_LENGTH50_HIGHT8_ORIENTATION0_WINDOWSRATIO30%_SKYLIGHTRATIO30%_3Dview.png | WIDTH60_LENGTH50_HIGHT8_ORIENTATION0_WINDOWSRATIO30%_SKYLIGHTRATIO30%.json
40 | 30 | 16 | 270 | 10% | 10% | 4800 | 8 | 18 | 0.96667 | 0.24167 | 44.1957 | 1.3228 | 45.5185 | WIDTH30_LENGTH60_HIGHT8_ORIENTATION0_WINDOWSRATIO30%_SKYLIGHTRATIO30%_3Dview.png | WIDTH30_LENGTH60_HIGHT8_ORIENTATION0_WINDOWSRATIO30%_SKYLIGHTRATIO30%.json
30 | 40 | 16 | 270 | 10% | 10% | 4800 | 18 | 8 | 0.96667 | 0.24167 | 44.2002 | 1.2892 | 45.4894 | WIDTH40_LENGTH60_HIGHT8_ORIENTATION0_WINDOWSRATIO30%_SKYLIGHTRATIO30%_3Dview.png | WIDTH40_LENGTH60_HIGHT8_ORIENTATION0_WINDOWSRATIO30%_SKYLIGHTRATIO30%.json
40 | 30 | 16 | 315 | 10% | 10% | 4800 | 8 | 18 | 0.96667 | 0.24167 | 44.0821 | 1.364 | 45.4461 | WIDTH50_LENGTH60_HIGHT8_ORIENTATION0_WINDOWSRATIO30%_SKYLIGHTRATIO30%_3Dview.png | WIDTH50_LENGTH60_HIGHT8_ORIENTATION0_WINDOWSRATIO30%_SKYLIGHTRATIO30%.json
30 | 40 | 16 | 315 | 10% | 10% | 4800 | 18 | 8 | 0.96667 | 0.24167 | 44.08 | 1.37 | 45.45 | WIDTH60_LENGTH60_HIGHT8_ORIENTATION0_WINDOWSRATIO30%_SKYLIGHTRATIO30%_3Dview.png | WIDTH60_LENGTH60_HIGHT8_ORIENTATION0_WINDOWSRATIO30%_SKYLIGHTRATIO30%.json
40 | 30 | 16 | 0 | 20% | 10% | 4800 | 8 | 18 | 0.96667 | 0.24167 | 45.3251 | 1.0235 | 46.3486 | WIDTH30_LENGTH30_HIGHT12_ORIENTATION0_WINDOWSRATIO30%_SKYLIGHTRATIO30%_3Dview.png | WIDTH30_LENGTH30_HIGHT12_ORIENTATION0_WINDOWSRATIO30%_SKYLIGHTRATIO30%.json
30 | 40 | 16 | 0 | 20% | 10% | 4800 | 18 | 8 | 0.96667 | 0.24167 | 45.3019 | 1.0653 | 46.3672 | WIDTH40_LENGTH30_HIGHT12_ORIENTATION0_WINDOWSRATIO30%_SKYLIGHTRATIO30%_3Dview.png | WIDTH40_LENGTH30_HIGHT12_ORIENTATION0_WINDOWSRATIO30%_SKYLIGHTRATIO30%.json
40 | 30 | 16 | 45 | 20% | 10% | 4800 | 8 | 18 | 0.96667 | 0.24167 | 45.1785 | 1.1124 | 46.2909 | WIDTH50_LENGTH30_HIGHT12_ORIENTATION0_WINDOWSRATIO30%_SKYLIGHTRATIO30%_3Dview.png | WIDTH50_LENGTH30_HIGHT12_ORIENTATION0_WINDOWSRATIO30%_SKYLIGHTRATIO30%.json
30 | 40 | 16 | 45 | 20% | 10% | 4800 | 18 | 8 | 0.96667 | 0.24167 | 45.18 | 1.108 | 46.288 | WIDTH60_LENGTH30_HIGHT12_ORIENTATION0_WINDOWSRATIO30%_SKYLIGHTRATIO30%_3Dview.png | WIDTH60_LENGTH30_HIGHT12_ORIENTATION0_WINDOWSRATIO30%_SKYLIGHTRATIO30%.json
40 | 30 | 16 | 90 | 20% | 10% | 4800 | 8 | 18 | 0.96667 | 0.24167 | 45.3021 | 1.0649 | 46.367 | WIDTH30_LENGTH40_HIGHT12_ORIENTATION0_WINDOWSRATIO30%_SKYLIGHTRATIO30%_3Dview.png | WIDTH30_LENGTH40_HIGHT12_ORIENTATION0_WINDOWSRATIO30%_SKYLIGHTRATIO30%.json
30 | 40 | 16 | 90 | 20% | 10% | 4800 | 18 | 8 | 0.96667 | 0.24167 | 45.325 | 1.0235 | 46.3484 | WIDTH40_LENGTH40_HIGHT12_ORIENTATION0_WINDOWSRATIO30%_SKYLIGHTRATIO30%_3Dview.png | WIDTH40_LENGTH40_HIGHT12_ORIENTATION0_WINDOWSRATIO30%_SKYLIGHTRATIO30%.json
40 | 30 | 16 | 135 | 20% | 10% | 4800 | 8 | 18 | 0.96667 | 0.24167 | 45.1797 | 1.1085 | 46.2881 | WIDTH50_LENGTH40_HIGHT12_ORIENTATION0_WINDOWSRATIO30%_SKYLIGHTRATIO30%_3Dview.png | WIDTH50_LENGTH40_HIGHT12_ORIENTATION0_WINDOWSRATIO30%_SKYLIGHTRATIO30%.json
30 | 40 | 16 | 135 | 20% | 10% | 4800 | 18 | 8 | 0.96667 | 0.24167 | 45.1796 | 1.1122 | 46.2918 | WIDTH60_LENGTH40_HIGHT12_ORIENTATION0_WINDOWSRATIO30%_SKYLIGHTRATIO30%_3Dview.png | WIDTH60_LENGTH40_HIGHT12_ORIENTATION0_WINDOWSRATIO30%_SKYLIGHTRATIO30%.json
40 | 30 | 16 | 180 | 20% | 10% | 4800 | 8 | 18 | 0.96667 | 0.24167 | 45.3251 | 1.0235 | 46.3486 | WIDTH30_LENGTH50_HIGHT12_ORIENTATION0_WINDOWSRATIO30%_SKYLIGHTRATIO30%_3Dview.png | WIDTH30_LENGTH50_HIGHT12_ORIENTATION0_WINDOWSRATIO30%_SKYLIGHTRATIO30%.json
30 | 40 | 16 | 180 | 20% | 10% | 4800 | 18 | 8 | 0.96667 | 0.24167 | 45.3019 | 1.0653 | 46.3672 | WIDTH40_LENGTH50_HIGHT12_ORIENTATION0_WINDOWSRATIO30%_SKYLIGHTRATIO30%_3Dview.png | WIDTH40_LENGTH50_HIGHT12_ORIENTATION0_WINDOWSRATIO30%_SKYLIGHTRATIO30%.json
40 | 30 | 16 | 225 | 20% | 10% | 4800 | 8 | 18 | 0.96667 | 0.24167 | 45.18 | 1.112 | 46.292 | WIDTH50_LENGTH50_HIGHT12_ORIENTATION0_WINDOWSRATIO30%_SKYLIGHTRATIO30%_3Dview.png | WIDTH50_LENGTH50_HIGHT12_ORIENTATION0_WINDOWSRATIO30%_SKYLIGHTRATIO30%.json
30 | 40 | 16 | 225 | 20% | 10% | 4800 | 18 | 8 | 0.96667 | 0.24167 | 45.1802 | 1.1083 | 46.2884 | WIDTH60_LENGTH50_HIGHT12_ORIENTATION0_WINDOWSRATIO30%_SKYLIGHTRATIO30%_3Dview.png | WIDTH60_LENGTH50_HIGHT12_ORIENTATION0_WINDOWSRATIO30%_SKYLIGHTRATIO30%.json
40 | 30 | 16 | 270 | 20% | 10% | 4800 | 8 | 18 | 0.96667 | 0.24167 | 45.3021 | 1.0649 | 46.367 | WIDTH30_LENGTH60_HIGHT12_ORIENTATION0_WINDOWSRATIO30%_SKYLIGHTRATIO30%_3Dview.png | WIDTH30_LENGTH60_HIGHT12_ORIENTATION0_WINDOWSRATIO30%_SKYLIGHTRATIO30%.json
30 | 40 | 16 | 270 | 20% | 10% | 4800 | 18 | 8 | 0.96667 | 0.24167 | 45.325 | 1.0235 | 46.3484 | WIDTH40_LENGTH60_HIGHT12_ORIENTATION0_WINDOWSRATIO30%_SKYLIGHTRATIO30%_3Dview.png | WIDTH40_LENGTH60_HIGHT12_ORIENTATION0_WINDOWSRATIO30%_SKYLIGHTRATIO30%.json
40 | 30 | 16 | 315 | 20% | 10% | 4800 | 8 | 18 | 0.96667 | 0.24167 | 45.1801 | 1.1079 | 46.288 | WIDTH50_LENGTH60_HIGHT12_ORIENTATION0_WINDOWSRATIO30%_SKYLIGHTRATIO30%_3Dview.png | WIDTH50_LENGTH60_HIGHT12_ORIENTATION0_WINDOWSRATIO30%_SKYLIGHTRATIO30%.json
30 | 40 | 16 | 315 | 20% | 10% | 4800 | 18 | 8 | 0.96667 | 0.24167 | 45.1788 | 1.1125 | 46.2913 | WIDTH60_LENGTH60_HIGHT12_ORIENTATION0_WINDOWSRATIO30%_SKYLIGHTRATIO30%_3Dview.png | WIDTH60_LENGTH60_HIGHT12_ORIENTATION0_WINDOWSRATIO30%_SKYLIGHTRATIO30%.json
40 | 30 | 16 | 0 | 30% | 10% | 4800 | 8 | 18 | 0.96667 | 0.24167 | 46.1639 | 0.81245 | 46.9764 | WIDTH30_LENGTH30_HIGHT16_ORIENTATION0_WINDOWSRATIO30%_SKYLIGHTRATIO30%_3Dview.png | WIDTH30_LENGTH30_HIGHT16_ORIENTATION0_WINDOWSRATIO30%_SKYLIGHTRATIO30%.json
30 | 40 | 16 | 0 | 30% | 10% | 4800 | 18 | 8 | 0.96667 | 0.24167 | 46.1107 | 0.85925 | 46.9699 | WIDTH40_LENGTH30_HIGHT16_ORIENTATION0_WINDOWSRATIO30%_SKYLIGHTRATIO30%_3Dview.png | WIDTH40_LENGTH30_HIGHT16_ORIENTATION0_WINDOWSRATIO30%_SKYLIGHTRATIO30%.json
40 | 30 | 16 | 45 | 30% | 10% | 4800 | 8 | 18 | 0.96667 | 0.24167 | 45.9924 | 0.90943 | 46.9018 | WIDTH50_LENGTH30_HIGHT16_ORIENTATION0_WINDOWSRATIO30%_SKYLIGHTRATIO30%_3Dview.png | WIDTH50_LENGTH30_HIGHT16_ORIENTATION0_WINDOWSRATIO30%_SKYLIGHTRATIO30%.json
30 | 40 | 16 | 45 | 30% | 10% | 4800 | 18 | 8 | 0.96667 | 0.24167 | 45.9988 | 0.90462 | 46.9034 | WIDTH60_LENGTH30_HIGHT16_ORIENTATION0_WINDOWSRATIO30%_SKYLIGHTRATIO30%_3Dview.png | WIDTH60_LENGTH30_HIGHT16_ORIENTATION0_WINDOWSRATIO30%_SKYLIGHTRATIO30%.json
40 | 30 | 16 | 90 | 30% | 10% | 4800 | 8 | 18 | 0.96667 | 0.24167 | 46.1108 | 0.85891 | 46.9698 | WIDTH30_LENGTH40_HIGHT16_ORIENTATION0_WINDOWSRATIO30%_SKYLIGHTRATIO30%_3Dview.png | WIDTH30_LENGTH40_HIGHT16_ORIENTATION0_WINDOWSRATIO30%_SKYLIGHTRATIO30%.json
30 | 40 | 16 | 90 | 30% | 10% | 4800 | 18 | 8 | 0.96667 | 0.24167 | 46.1639 | 0.81244 | 46.9763 | WIDTH40_LENGTH40_HIGHT16_ORIENTATION0_WINDOWSRATIO30%_SKYLIGHTRATIO30%_3Dview.png | WIDTH40_LENGTH40_HIGHT16_ORIENTATION0_WINDOWSRATIO30%_SKYLIGHTRATIO30%.json
40 | 30 | 16 | 135 | 30% | 10% | 4800 | 8 | 18 | 0.96667 | 0.24167 | 45.9986 | 0.90545 | 46.904 | WIDTH50_LENGTH40_HIGHT16_ORIENTATION0_WINDOWSRATIO30%_SKYLIGHTRATIO30%_3Dview.png | WIDTH50_LENGTH40_HIGHT16_ORIENTATION0_WINDOWSRATIO30%_SKYLIGHTRATIO30%.json
30 | 40 | 16 | 135 | 30% | 10% | 4800 | 18 | 8 | 0.96667 | 0.24167 | 45.9929 | 0.90929 | 46.9022 | WIDTH60_LENGTH40_HIGHT16_ORIENTATION0_WINDOWSRATIO30%_SKYLIGHTRATIO30%_3Dview.png | WIDTH60_LENGTH40_HIGHT16_ORIENTATION0_WINDOWSRATIO30%_SKYLIGHTRATIO30%.json
40 | 30 | 16 | 180 | 30% | 10% | 4800 | 8 | 18 | 0.96667 | 0.24167 | 46.1639 | 0.81245 | 46.9764 | WIDTH30_LENGTH50_HIGHT16_ORIENTATION0_WINDOWSRATIO30%_SKYLIGHTRATIO30%_3Dview.png | WIDTH30_LENGTH50_HIGHT16_ORIENTATION0_WINDOWSRATIO30%_SKYLIGHTRATIO30%.json
30 | 40 | 16 | 180 | 30% | 10% | 4800 | 18 | 8 | 0.96667 | 0.24167 | 46.1107 | 0.85925 | 46.9699 | WIDTH40_LENGTH50_HIGHT16_ORIENTATION0_WINDOWSRATIO30%_SKYLIGHTRATIO30%_3Dview.png | WIDTH40_LENGTH50_HIGHT16_ORIENTATION0_WINDOWSRATIO30%_SKYLIGHTRATIO30%.json
40 | 30 | 16 | 225 | 30% | 10% | 4800 | 8 | 18 | 0.96667 | 0.24167 | 45.9932 | 0.90914 | 46.9023 | WIDTH50_LENGTH50_HIGHT16_ORIENTATION0_WINDOWSRATIO30%_SKYLIGHTRATIO30%_3Dview.png | WIDTH50_LENGTH50_HIGHT16_ORIENTATION0_WINDOWSRATIO30%_SKYLIGHTRATIO30%.json
30 | 40 | 16 | 225 | 30% | 10% | 4800 | 18 | 8 | 0.96667 | 0.24167 | 45.999 | 0.90533 | 46.9043 | WIDTH60_LENGTH50_HIGHT16_ORIENTATION0_WINDOWSRATIO30%_SKYLIGHTRATIO30%_3Dview.png | WIDTH60_LENGTH50_HIGHT16_ORIENTATION0_WINDOWSRATIO30%_SKYLIGHTRATIO30%.json
40 | 30 | 16 | 270 | 30% | 10% | 4800 | 8 | 18 | 0.96667 | 0.24167 | 46.1108 | 0.85891 | 46.9698 | WIDTH30_LENGTH60_HIGHT16_ORIENTATION0_WINDOWSRATIO30%_SKYLIGHTRATIO30%_3Dview.png | WIDTH30_LENGTH60_HIGHT16_ORIENTATION0_WINDOWSRATIO30%_SKYLIGHTRATIO30%.json
30 | 40 | 16 | 270 | 30% | 10% | 4800 | 18 | 8 | 0.96667 | 0.24167 | 46.1639 | 0.81244 | 46.9763 | WIDTH40_LENGTH60_HIGHT16_ORIENTATION0_WINDOWSRATIO30%_SKYLIGHTRATIO30%_3Dview.png | WIDTH40_LENGTH60_HIGHT16_ORIENTATION0_WINDOWSRATIO30%_SKYLIGHTRATIO30%.json
40 | 30 | 16 | 315 | 30% | 10% | 4800 | 8 | 18 | 0.96667 | 0.24167 | 45.9988 | 0.90449 | 46.9033 | WIDTH50_LENGTH60_HIGHT16_ORIENTATION0_WINDOWSRATIO30%_SKYLIGHTRATIO30%_3Dview.png | WIDTH50_LENGTH60_HIGHT16_ORIENTATION0_WINDOWSRATIO30%_SKYLIGHTRATIO30%.json
30 | 40 | 16 | 315 | 30% | 10% | 4800 | 18 | 8 | 0.96667 | 0.24167 | 45.9925 | 0.90959 | 46.9021 | WIDTH60_LENGTH60_HIGHT16_ORIENTATION0_WINDOWSRATIO30%_SKYLIGHTRATIO30%_3Dview.png | WIDTH60_LENGTH60_HIGHT16_ORIENTATION0_WINDOWSRATIO30%_SKYLIGHTRATIO30%.json
40 | 30 | 16 | 0 | 40% | 10% | 4800 | 8 | 18 | 0.96667 | 0.24167 | 46.7672 | 0.65183 | 47.419 | WIDTH30_LENGTH30_HIGHT8_ORIENTATION45_WINDOWSRATIO30%_SKYLIGHTRATIO30%_3Dview.png | WIDTH30_LENGTH30_HIGHT8_ORIENTATION45_WINDOWSRATIO30%_SKYLIGHTRATIO30%.json
30 | 40 | 16 | 0 | 40% | 10% | 4800 | 18 | 8 | 0.96667 | 0.24167 | 46.6895 | 0.69834 | 47.3879 | WIDTH40_LENGTH30_HIGHT8_ORIENTATION45_WINDOWSRATIO30%_SKYLIGHTRATIO30%_3Dview.png | WIDTH40_LENGTH30_HIGHT8_ORIENTATION45_WINDOWSRATIO30%_SKYLIGHTRATIO30%.json
40 | 30 | 16 | 45 | 40% | 10% | 4800 | 8 | 18 | 0.96667 | 0.24167 | 46.5824 | 0.74757 | 47.3299 | WIDTH50_LENGTH30_HIGHT8_ORIENTATION45_WINDOWSRATIO30%_SKYLIGHTRATIO30%_3Dview.png | WIDTH50_LENGTH30_HIGHT8_ORIENTATION45_WINDOWSRATIO30%_SKYLIGHTRATIO30%.json
30 | 40 | 16 | 45 | 40% | 10% | 4800 | 18 | 8 | 0.96667 | 0.24167 | 46.5964 | 0.74254 | 47.3389 | WIDTH60_LENGTH30_HIGHT8_ORIENTATION45_WINDOWSRATIO30%_SKYLIGHTRATIO30%_3Dview.png | WIDTH60_LENGTH30_HIGHT8_ORIENTATION45_WINDOWSRATIO30%_SKYLIGHTRATIO30%.json
40 | 30 | 16 | 90 | 40% | 10% | 4800 | 8 | 18 | 0.96667 | 0.24167 | 46.6898 | 0.69806 | 47.3879 | WIDTH30_LENGTH40_HIGHT8_ORIENTATION45_WINDOWSRATIO30%_SKYLIGHTRATIO30%_3Dview.png | WIDTH30_LENGTH40_HIGHT8_ORIENTATION45_WINDOWSRATIO30%_SKYLIGHTRATIO30%.json
30 | 40 | 16 | 90 | 40% | 10% | 4800 | 18 | 8 | 0.96667 | 0.24167 | 46.7671 | 0.65183 | 47.4189 | WIDTH40_LENGTH40_HIGHT8_ORIENTATION45_WINDOWSRATIO30%_SKYLIGHTRATIO30%_3Dview.png | WIDTH40_LENGTH40_HIGHT8_ORIENTATION45_WINDOWSRATIO30%_SKYLIGHTRATIO30%.json
40 | 30 | 16 | 135 | 40% | 10% | 4800 | 8 | 18 | 0.96667 | 0.24167 | 46.5964 | 0.74285 | 47.3392 | WIDTH50_LENGTH40_HIGHT8_ORIENTATION45_WINDOWSRATIO30%_SKYLIGHTRATIO30%_3Dview.png | WIDTH50_LENGTH40_HIGHT8_ORIENTATION45_WINDOWSRATIO30%_SKYLIGHTRATIO30%.json
30 | 40 | 16 | 135 | 40% | 10% | 4800 | 18 | 8 | 0.96667 | 0.24167 | 46.5826 | 0.74749 | 47.3301 | WIDTH60_LENGTH40_HIGHT8_ORIENTATION45_WINDOWSRATIO30%_SKYLIGHTRATIO30%_3Dview.png | WIDTH60_LENGTH40_HIGHT8_ORIENTATION45_WINDOWSRATIO30%_SKYLIGHTRATIO30%.json
40 | 30 | 16 | 180 | 40% | 10% | 4800 | 8 | 18 | 0.96667 | 0.24167 | 46.7672 | 0.65183 | 47.419 | WIDTH30_LENGTH50_HIGHT8_ORIENTATION45_WINDOWSRATIO30%_SKYLIGHTRATIO30%_3Dview.png | WIDTH30_LENGTH50_HIGHT8_ORIENTATION45_WINDOWSRATIO30%_SKYLIGHTRATIO30%.json
30 | 40 | 16 | 180 | 40% | 10% | 4800 | 18 | 8 | 0.96667 | 0.24167 | 46.6895 | 0.69834 | 47.3879 | WIDTH40_LENGTH50_HIGHT8_ORIENTATION45_WINDOWSRATIO30%_SKYLIGHTRATIO30%_3Dview.png | WIDTH40_LENGTH50_HIGHT8_ORIENTATION45_WINDOWSRATIO30%_SKYLIGHTRATIO30%.json
40 | 30 | 16 | 225 | 40% | 10% | 4800 | 8 | 18 | 0.96667 | 0.24167 | 46.5828 | 0.74735 | 47.3302 | WIDTH50_LENGTH50_HIGHT8_ORIENTATION45_WINDOWSRATIO30%_SKYLIGHTRATIO30%_3Dview.png | WIDTH50_LENGTH50_HIGHT8_ORIENTATION45_WINDOWSRATIO30%_SKYLIGHTRATIO30%.json
30 | 40 | 16 | 225 | 40% | 10% | 4800 | 18 | 8 | 0.96667 | 0.24167 | 46.5967 | 0.74271 | 47.3394 | WIDTH60_LENGTH50_HIGHT8_ORIENTATION45_WINDOWSRATIO30%_SKYLIGHTRATIO30%_3Dview.png | WIDTH60_LENGTH50_HIGHT8_ORIENTATION45_WINDOWSRATIO30%_SKYLIGHTRATIO30%.json
40 | 30 | 16 | 270 | 40% | 10% | 4800 | 8 | 18 | 0.96667 | 0.24167 | 46.6898 | 0.69806 | 47.3879 | WIDTH30_LENGTH60_HIGHT8_ORIENTATION45_WINDOWSRATIO30%_SKYLIGHTRATIO30%_3Dview.png | WIDTH30_LENGTH60_HIGHT8_ORIENTATION45_WINDOWSRATIO30%_SKYLIGHTRATIO30%.json
30 | 40 | 16 | 270 | 40% | 10% | 4800 | 18 | 8 | 0.96667 | 0.24167 | 46.7671 | 0.65183 | 47.4189 | WIDTH40_LENGTH60_HIGHT8_ORIENTATION45_WINDOWSRATIO30%_SKYLIGHTRATIO30%_3Dview.png | WIDTH40_LENGTH60_HIGHT8_ORIENTATION45_WINDOWSRATIO30%_SKYLIGHTRATIO30%.json
40 | 30 | 16 | 315 | 40% | 10% | 4800 | 8 | 18 | 0.96667 | 0.24167 | 46.5963 | 0.74244 | 47.3388 | WIDTH50_LENGTH60_HIGHT8_ORIENTATION45_WINDOWSRATIO30%_SKYLIGHTRATIO30%_3Dview.png | WIDTH50_LENGTH60_HIGHT8_ORIENTATION45_WINDOWSRATIO30%_SKYLIGHTRATIO30%.json
30 | 40 | 16 | 315 | 40% | 10% | 4800 | 18 | 8 | 0.96667 | 0.24167 | 46.5823 | 0.74772 | 47.33 | WIDTH60_LENGTH60_HIGHT8_ORIENTATION45_WINDOWSRATIO30%_SKYLIGHTRATIO30%_3Dview.png | WIDTH60_LENGTH60_HIGHT8_ORIENTATION45_WINDOWSRATIO30%_SKYLIGHTRATIO30%.json
40 | 30 | 16 | 0 | 10% | 20% | 4800 | 8 | 18 | 0.96667 | 0.24167 | 44.3456 | 1.2577 | 45.6033 | WIDTH30_LENGTH30_HIGHT12_ORIENTATION45_WINDOWSRATIO30%_SKYLIGHTRATIO30%_3Dview.png | WIDTH30_LENGTH30_HIGHT12_ORIENTATION45_WINDOWSRATIO30%_SKYLIGHTRATIO30%.json
30 | 40 | 16 | 0 | 10% | 20% | 4800 | 18 | 8 | 0.96667 | 0.24167 | 44.3378 | 1.2908 | 45.6286 | WIDTH40_LENGTH30_HIGHT12_ORIENTATION45_WINDOWSRATIO30%_SKYLIGHTRATIO30%_3Dview.png | WIDTH40_LENGTH30_HIGHT12_ORIENTATION45_WINDOWSRATIO30%_SKYLIGHTRATIO30%.json
40 | 30 | 16 | 45 | 10% | 20% | 4800 | 8 | 18 | 0.96667 | 0.24167 | 44.216 | 1.3384 | 45.5543 | WIDTH50_LENGTH30_HIGHT12_ORIENTATION45_WINDOWSRATIO30%_SKYLIGHTRATIO30%_3Dview.png | WIDTH50_LENGTH30_HIGHT12_ORIENTATION45_WINDOWSRATIO30%_SKYLIGHTRATIO30%.json
30 | 40 | 16 | 45 | 10% | 20% | 4800 | 18 | 8 | 0.96667 | 0.24167 | 44.2234 | 1.3314 | 45.5548 | WIDTH60_LENGTH30_HIGHT12_ORIENTATION45_WINDOWSRATIO30%_SKYLIGHTRATIO30%_3Dview.png | WIDTH60_LENGTH30_HIGHT12_ORIENTATION45_WINDOWSRATIO30%_SKYLIGHTRATIO30%.json
40 | 30 | 16 | 90 | 10% | 20% | 4800 | 8 | 18 | 0.96667 | 0.24167 | 44.3383 | 1.2904 | 45.6287 | WIDTH30_LENGTH40_HIGHT12_ORIENTATION45_WINDOWSRATIO30%_SKYLIGHTRATIO30%_3Dview.png | WIDTH30_LENGTH40_HIGHT12_ORIENTATION45_WINDOWSRATIO30%_SKYLIGHTRATIO30%.json
30 | 40 | 16 | 90 | 10% | 20% | 4800 | 18 | 8 | 0.96667 | 0.24167 | 44.3454 | 1.2577 | 45.603 | WIDTH40_LENGTH40_HIGHT12_ORIENTATION45_WINDOWSRATIO30%_SKYLIGHTRATIO30%_3Dview.png | WIDTH40_LENGTH40_HIGHT12_ORIENTATION45_WINDOWSRATIO30%_SKYLIGHTRATIO30%.json
40 | 30 | 16 | 135 | 10% | 20% | 4800 | 8 | 18 | 0.96667 | 0.24167 | 44.2211 | 1.3327 | 45.5538 | WIDTH50_LENGTH40_HIGHT12_ORIENTATION45_WINDOWSRATIO30%_SKYLIGHTRATIO30%_3Dview.png | WIDTH50_LENGTH40_HIGHT12_ORIENTATION45_WINDOWSRATIO30%_SKYLIGHTRATIO30%.json
30 | 40 | 16 | 135 | 10% | 20% | 4800 | 18 | 8 | 0.96667 | 0.24167 | 44.2187 | 1.3383 | 45.557 | WIDTH60_LENGTH40_HIGHT12_ORIENTATION45_WINDOWSRATIO30%_SKYLIGHTRATIO30%_3Dview.png | WIDTH60_LENGTH40_HIGHT12_ORIENTATION45_WINDOWSRATIO30%_SKYLIGHTRATIO30%.json
40 | 30 | 16 | 180 | 10% | 20% | 4800 | 8 | 18 | 0.96667 | 0.24167 | 44.3456 | 1.2577 | 45.6033 | WIDTH30_LENGTH50_HIGHT12_ORIENTATION45_WINDOWSRATIO30%_SKYLIGHTRATIO30%_3Dview.png | WIDTH30_LENGTH50_HIGHT12_ORIENTATION45_WINDOWSRATIO30%_SKYLIGHTRATIO30%.json
30 | 40 | 16 | 180 | 10% | 20% | 4800 | 18 | 8 | 0.96667 | 0.24167 | 44.3378 | 1.2908 | 45.6286 | WIDTH40_LENGTH50_HIGHT12_ORIENTATION45_WINDOWSRATIO30%_SKYLIGHTRATIO30%_3Dview.png | WIDTH40_LENGTH50_HIGHT12_ORIENTATION45_WINDOWSRATIO30%_SKYLIGHTRATIO30%.json
40 | 30 | 16 | 225 | 10% | 20% | 4800 | 8 | 18 | 0.96667 | 0.24167 | 44.2255 | 1.336 | 45.5615 | WIDTH50_LENGTH50_HIGHT12_ORIENTATION45_WINDOWSRATIO30%_SKYLIGHTRATIO30%_3Dview.png | WIDTH50_LENGTH50_HIGHT12_ORIENTATION45_WINDOWSRATIO30%_SKYLIGHTRATIO30%.json
30 | 40 | 16 | 225 | 10% | 20% | 4800 | 18 | 8 | 0.96667 | 0.24167 | 44.2226 | 1.3318 | 45.5545 | WIDTH60_LENGTH50_HIGHT12_ORIENTATION45_WINDOWSRATIO30%_SKYLIGHTRATIO30%_3Dview.png | WIDTH60_LENGTH50_HIGHT12_ORIENTATION45_WINDOWSRATIO30%_SKYLIGHTRATIO30%.json
40 | 30 | 16 | 270 | 10% | 20% | 4800 | 8 | 18 | 0.96667 | 0.24167 | 44.3383 | 1.2904 | 45.6287 | WIDTH30_LENGTH60_HIGHT12_ORIENTATION45_WINDOWSRATIO30%_SKYLIGHTRATIO30%_3Dview.png | WIDTH30_LENGTH60_HIGHT12_ORIENTATION45_WINDOWSRATIO30%_SKYLIGHTRATIO30%.json
30 | 40 | 16 | 270 | 10% | 20% | 4800 | 18 | 8 | 0.96667 | 0.24167 | 44.3454 | 1.2577 | 45.603 | WIDTH40_LENGTH60_HIGHT12_ORIENTATION45_WINDOWSRATIO30%_SKYLIGHTRATIO30%_3Dview.png | WIDTH40_LENGTH60_HIGHT12_ORIENTATION45_WINDOWSRATIO30%_SKYLIGHTRATIO30%.json
40 | 30 | 16 | 315 | 10% | 20% | 4800 | 8 | 18 | 0.96667 | 0.24167 | 44.2211 | 1.3327 | 45.5538 | WIDTH50_LENGTH60_HIGHT12_ORIENTATION45_WINDOWSRATIO30%_SKYLIGHTRATIO30%_3Dview.png | WIDTH50_LENGTH60_HIGHT12_ORIENTATION45_WINDOWSRATIO30%_SKYLIGHTRATIO30%.json
30 | 40 | 16 | 315 | 10% | 20% | 4800 | 18 | 8 | 0.96667 | 0.24167 | 44.2197 | 1.338 | 45.5576 | WIDTH60_LENGTH60_HIGHT12_ORIENTATION45_WINDOWSRATIO30%_SKYLIGHTRATIO30%_3Dview.png | WIDTH60_LENGTH60_HIGHT12_ORIENTATION45_WINDOWSRATIO30%_SKYLIGHTRATIO30%.json
40 | 30 | 16 | 0 | 20% | 20% | 4800 | 8 | 18 | 0.96667 | 0.24167 | 45.4372 | 0.99616 | 46.4334 | WIDTH30_LENGTH30_HIGHT16_ORIENTATION45_WINDOWSRATIO30%_SKYLIGHTRATIO30%_3Dview.png | WIDTH30_LENGTH30_HIGHT16_ORIENTATION45_WINDOWSRATIO30%_SKYLIGHTRATIO30%.json
30 | 40 | 16 | 0 | 20% | 20% | 4800 | 18 | 8 | 0.96667 | 0.24167 | 45.4127 | 1.0371 | 46.4498 | WIDTH40_LENGTH30_HIGHT16_ORIENTATION45_WINDOWSRATIO30%_SKYLIGHTRATIO30%_3Dview.png | WIDTH40_LENGTH30_HIGHT16_ORIENTATION45_WINDOWSRATIO30%_SKYLIGHTRATIO30%.json
40 | 30 | 16 | 45 | 20% | 20% | 4800 | 8 | 18 | 0.96667 | 0.24167 | 45.2884 | 1.0859 | 46.3743 | WIDTH50_LENGTH30_HIGHT16_ORIENTATION45_WINDOWSRATIO30%_SKYLIGHTRATIO30%_3Dview.png | WIDTH50_LENGTH30_HIGHT16_ORIENTATION45_WINDOWSRATIO30%_SKYLIGHTRATIO30%.json
30 | 40 | 16 | 45 | 20% | 20% | 4800 | 18 | 8 | 0.96667 | 0.24167 | 45.2921 | 1.0798 | 46.3719 | WIDTH60_LENGTH30_HIGHT16_ORIENTATION45_WINDOWSRATIO30%_SKYLIGHTRATIO30%_3Dview.png | WIDTH60_LENGTH30_HIGHT16_ORIENTATION45_WINDOWSRATIO30%_SKYLIGHTRATIO30%.json
40 | 30 | 16 | 90 | 20% | 20% | 4800 | 8 | 18 | 0.96667 | 0.24167 | 45.4133 | 1.0366 | 46.4499 | WIDTH30_LENGTH40_HIGHT16_ORIENTATION45_WINDOWSRATIO30%_SKYLIGHTRATIO30%_3Dview.png | WIDTH30_LENGTH40_HIGHT16_ORIENTATION45_WINDOWSRATIO30%_SKYLIGHTRATIO30%.json
30 | 40 | 16 | 90 | 20% | 20% | 4800 | 18 | 8 | 0.96667 | 0.24167 | 45.4371 | 0.99614 | 46.4333 | WIDTH40_LENGTH40_HIGHT16_ORIENTATION45_WINDOWSRATIO30%_SKYLIGHTRATIO30%_3Dview.png | WIDTH40_LENGTH40_HIGHT16_ORIENTATION45_WINDOWSRATIO30%_SKYLIGHTRATIO30%.json
40 | 30 | 16 | 135 | 20% | 20% | 4800 | 8 | 18 | 0.96667 | 0.24167 | 45.2907 | 1.0811 | 46.3717 | WIDTH50_LENGTH40_HIGHT16_ORIENTATION45_WINDOWSRATIO30%_SKYLIGHTRATIO30%_3Dview.png | WIDTH50_LENGTH40_HIGHT16_ORIENTATION45_WINDOWSRATIO30%_SKYLIGHTRATIO30%.json
30 | 40 | 16 | 135 | 20% | 20% | 4800 | 18 | 8 | 0.96667 | 0.24167 | 45.2907 | 1.0859 | 46.3766 | WIDTH60_LENGTH40_HIGHT16_ORIENTATION45_WINDOWSRATIO30%_SKYLIGHTRATIO30%_3Dview.png | WIDTH60_LENGTH40_HIGHT16_ORIENTATION45_WINDOWSRATIO30%_SKYLIGHTRATIO30%.json
40 | 30 | 16 | 180 | 20% | 20% | 4800 | 8 | 18 | 0.96667 | 0.24167 | 45.4372 | 0.99616 | 46.4334 | WIDTH30_LENGTH50_HIGHT16_ORIENTATION45_WINDOWSRATIO30%_SKYLIGHTRATIO30%_3Dview.png | WIDTH30_LENGTH50_HIGHT16_ORIENTATION45_WINDOWSRATIO30%_SKYLIGHTRATIO30%.json
30 | 40 | 16 | 180 | 20% | 20% | 4800 | 18 | 8 | 0.96667 | 0.24167 | 45.4127 | 1.0371 | 46.4498 | WIDTH40_LENGTH50_HIGHT16_ORIENTATION45_WINDOWSRATIO30%_SKYLIGHTRATIO30%_3Dview.png | WIDTH40_LENGTH50_HIGHT16_ORIENTATION45_WINDOWSRATIO30%_SKYLIGHTRATIO30%.json
40 | 30 | 16 | 225 | 20% | 20% | 4800 | 8 | 18 | 0.96667 | 0.24167 | 45.2954 | 1.0839 | 46.3793 | WIDTH50_LENGTH50_HIGHT16_ORIENTATION45_WINDOWSRATIO30%_SKYLIGHTRATIO30%_3Dview.png | WIDTH50_LENGTH50_HIGHT16_ORIENTATION45_WINDOWSRATIO30%_SKYLIGHTRATIO30%.json
30 | 40 | 16 | 225 | 20% | 20% | 4800 | 18 | 8 | 0.96667 | 0.24167 | 45.2916 | 1.0801 | 46.3717 | WIDTH60_LENGTH50_HIGHT16_ORIENTATION45_WINDOWSRATIO30%_SKYLIGHTRATIO30%_3Dview.png | WIDTH60_LENGTH50_HIGHT16_ORIENTATION45_WINDOWSRATIO30%_SKYLIGHTRATIO30%.json
40 | 30 | 16 | 270 | 20% | 20% | 4800 | 8 | 18 | 0.96667 | 0.24167 | 45.4133 | 1.0366 | 46.4499 | WIDTH30_LENGTH60_HIGHT16_ORIENTATION45_WINDOWSRATIO30%_SKYLIGHTRATIO30%_3Dview.png | WIDTH30_LENGTH60_HIGHT16_ORIENTATION45_WINDOWSRATIO30%_SKYLIGHTRATIO30%.json
30 | 40 | 16 | 270 | 20% | 20% | 4800 | 18 | 8 | 0.96667 | 0.24167 | 45.4371 | 0.99614 | 46.4333 | WIDTH40_LENGTH60_HIGHT16_ORIENTATION45_WINDOWSRATIO30%_SKYLIGHTRATIO30%_3Dview.png | WIDTH40_LENGTH60_HIGHT16_ORIENTATION45_WINDOWSRATIO30%_SKYLIGHTRATIO30%.json
40 | 30 | 16 | 315 | 20% | 20% | 4800 | 8 | 18 | 0.96667 | 0.24167 | 45.2907 | 1.0811 | 46.3717 | WIDTH50_LENGTH60_HIGHT16_ORIENTATION45_WINDOWSRATIO30%_SKYLIGHTRATIO30%_3Dview.png | WIDTH50_LENGTH60_HIGHT16_ORIENTATION45_WINDOWSRATIO30%_SKYLIGHTRATIO30%.json
30 | 40 | 16 | 315 | 20% | 20% | 4800 | 18 | 8 | 0.96667 | 0.24167 | 45.2912 | 1.0856 | 46.3768 | WIDTH60_LENGTH60_HIGHT16_ORIENTATION45_WINDOWSRATIO30%_SKYLIGHTRATIO30%_3Dview.png | WIDTH60_LENGTH60_HIGHT16_ORIENTATION45_WINDOWSRATIO30%_SKYLIGHTRATIO30%.json
40 | 30 | 16 | 0 | 30% | 20% | 4800 | 8 | 18 | 0.96667 | 0.24167 | 46.2504 | 0.78758 | 47.0379 | WIDTH30_LENGTH30_HIGHT8_ORIENTATION90_WINDOWSRATIO30%_SKYLIGHTRATIO30%_3Dview.png | WIDTH30_LENGTH30_HIGHT8_ORIENTATION90_WINDOWSRATIO30%_SKYLIGHTRATIO30%.json
30 | 40 | 16 | 0 | 30% | 20% | 4800 | 18 | 8 | 0.96667 | 0.24167 | 46.1953 | 0.83526 | 47.0306 | WIDTH40_LENGTH30_HIGHT8_ORIENTATION90_WINDOWSRATIO30%_SKYLIGHTRATIO30%_3Dview.png | WIDTH40_LENGTH30_HIGHT8_ORIENTATION90_WINDOWSRATIO30%_SKYLIGHTRATIO30%.json
40 | 30 | 16 | 45 | 30% | 20% | 4800 | 8 | 18 | 0.96667 | 0.24167 | 46.0761 | 0.88552 | 46.9616 | WIDTH50_LENGTH30_HIGHT8_ORIENTATION90_WINDOWSRATIO30%_SKYLIGHTRATIO30%_3Dview.png | WIDTH50_LENGTH30_HIGHT8_ORIENTATION90_WINDOWSRATIO30%_SKYLIGHTRATIO30%.json
30 | 40 | 16 | 45 | 30% | 20% | 4800 | 18 | 8 | 0.96667 | 0.24167 | 46.086 | 0.88041 | 46.9664 | WIDTH60_LENGTH30_HIGHT8_ORIENTATION90_WINDOWSRATIO30%_SKYLIGHTRATIO30%_3Dview.png | WIDTH60_LENGTH30_HIGHT8_ORIENTATION90_WINDOWSRATIO30%_SKYLIGHTRATIO30%.json
40 | 30 | 16 | 90 | 30% | 20% | 4800 | 8 | 18 | 0.96667 | 0.24167 | 46.196 | 0.83481 | 47.0308 | WIDTH30_LENGTH40_HIGHT8_ORIENTATION90_WINDOWSRATIO30%_SKYLIGHTRATIO30%_3Dview.png | WIDTH30_LENGTH40_HIGHT8_ORIENTATION90_WINDOWSRATIO30%_SKYLIGHTRATIO30%.json
30 | 40 | 16 | 90 | 30% | 20% | 4800 | 18 | 8 | 0.96667 | 0.24167 | 46.2502 | 0.78756 | 47.0378 | WIDTH40_LENGTH40_HIGHT8_ORIENTATION90_WINDOWSRATIO30%_SKYLIGHTRATIO30%_3Dview.png | WIDTH40_LENGTH40_HIGHT8_ORIENTATION90_WINDOWSRATIO30%_SKYLIGHTRATIO30%.json
40 | 30 | 16 | 135 | 30% | 20% | 4800 | 8 | 18 | 0.96667 | 0.24167 | 46.0847 | 0.88137 | 46.9661 | WIDTH50_LENGTH40_HIGHT8_ORIENTATION90_WINDOWSRATIO30%_SKYLIGHTRATIO30%_3Dview.png | WIDTH50_LENGTH40_HIGHT8_ORIENTATION90_WINDOWSRATIO30%_SKYLIGHTRATIO30%.json
30 | 40 | 16 | 135 | 30% | 20% | 4800 | 18 | 8 | 0.96667 | 0.24167 | 46.0777 | 0.88535 | 46.9631 | WIDTH60_LENGTH40_HIGHT8_ORIENTATION90_WINDOWSRATIO30%_SKYLIGHTRATIO30%_3Dview.png | WIDTH60_LENGTH40_HIGHT8_ORIENTATION90_WINDOWSRATIO30%_SKYLIGHTRATIO30%.json
40 | 30 | 16 | 180 | 30% | 20% | 4800 | 8 | 18 | 0.96667 | 0.24167 | 46.2504 | 0.78758 | 47.0379 | WIDTH30_LENGTH50_HIGHT8_ORIENTATION90_WINDOWSRATIO30%_SKYLIGHTRATIO30%_3Dview.png | WIDTH30_LENGTH50_HIGHT8_ORIENTATION90_WINDOWSRATIO30%_SKYLIGHTRATIO30%.json
30 | 40 | 16 | 180 | 30% | 20% | 4800 | 18 | 8 | 0.96667 | 0.24167 | 46.1953 | 0.83526 | 47.0306 | WIDTH40_LENGTH50_HIGHT8_ORIENTATION90_WINDOWSRATIO30%_SKYLIGHTRATIO30%_3Dview.png | WIDTH40_LENGTH50_HIGHT8_ORIENTATION90_WINDOWSRATIO30%_SKYLIGHTRATIO30%.json
40 | 30 | 16 | 225 | 30% | 20% | 4800 | 8 | 18 | 0.96667 | 0.24167 | 46.0817 | 0.88383 | 46.9655 | WIDTH50_LENGTH50_HIGHT8_ORIENTATION90_WINDOWSRATIO30%_SKYLIGHTRATIO30%_3Dview.png | WIDTH50_LENGTH50_HIGHT8_ORIENTATION90_WINDOWSRATIO30%_SKYLIGHTRATIO30%.json
30 | 40 | 16 | 225 | 30% | 20% | 4800 | 18 | 8 | 0.96667 | 0.24167 | 46.0858 | 0.88062 | 46.9664 | WIDTH60_LENGTH50_HIGHT8_ORIENTATION90_WINDOWSRATIO30%_SKYLIGHTRATIO30%_3Dview.png | WIDTH60_LENGTH50_HIGHT8_ORIENTATION90_WINDOWSRATIO30%_SKYLIGHTRATIO30%.json
40 | 30 | 16 | 270 | 30% | 20% | 4800 | 8 | 18 | 0.96667 | 0.24167 | 46.196 | 0.83481 | 47.0308 | WIDTH30_LENGTH60_HIGHT8_ORIENTATION90_WINDOWSRATIO30%_SKYLIGHTRATIO30%_3Dview.png | WIDTH30_LENGTH60_HIGHT8_ORIENTATION90_WINDOWSRATIO30%_SKYLIGHTRATIO30%.json
30 | 40 | 16 | 270 | 30% | 20% | 4800 | 18 | 8 | 0.96667 | 0.24167 | 46.2502 | 0.78756 | 47.0378 | WIDTH40_LENGTH60_HIGHT8_ORIENTATION90_WINDOWSRATIO30%_SKYLIGHTRATIO30%_3Dview.png | WIDTH40_LENGTH60_HIGHT8_ORIENTATION90_WINDOWSRATIO30%_SKYLIGHTRATIO30%.json
40 | 30 | 16 | 315 | 30% | 20% | 4800 | 8 | 18 | 0.96667 | 0.24167 | 46.0847 | 0.88137 | 46.9661 | WIDTH50_LENGTH60_HIGHT8_ORIENTATION90_WINDOWSRATIO30%_SKYLIGHTRATIO30%_3Dview.png | WIDTH50_LENGTH60_HIGHT8_ORIENTATION90_WINDOWSRATIO30%_SKYLIGHTRATIO30%.json
30 | 40 | 16 | 315 | 30% | 20% | 4800 | 18 | 8 | 0.96667 | 0.24167 | 46.078 | 0.88519 | 46.9632 | WIDTH60_LENGTH60_HIGHT8_ORIENTATION90_WINDOWSRATIO30%_SKYLIGHTRATIO30%_3Dview.png | WIDTH60_LENGTH60_HIGHT8_ORIENTATION90_WINDOWSRATIO30%_SKYLIGHTRATIO30%.json
40 | 30 | 16 | 0 | 40% | 20% | 4800 | 8 | 18 | 0.96667 | 0.24167 | 46.8368 | 0.63297 | 47.4698 | WIDTH30_LENGTH30_HIGHT12_ORIENTATION90_WINDOWSRATIO30%_SKYLIGHTRATIO30%_3Dview.png | WIDTH30_LENGTH30_HIGHT12_ORIENTATION90_WINDOWSRATIO30%_SKYLIGHTRATIO30%.json
30 | 40 | 16 | 0 | 40% | 20% | 4800 | 18 | 8 | 0.96667 | 0.24167 | 46.7603 | 0.67744 | 47.4377 | WIDTH40_LENGTH30_HIGHT12_ORIENTATION90_WINDOWSRATIO30%_SKYLIGHTRATIO30%_3Dview.png | WIDTH40_LENGTH30_HIGHT12_ORIENTATION90_WINDOWSRATIO30%_SKYLIGHTRATIO30%.json
40 | 30 | 16 | 45 | 40% | 20% | 4800 | 8 | 18 | 0.96667 | 0.24167 | 46.6514 | 0.72646 | 47.3779 | WIDTH50_LENGTH30_HIGHT12_ORIENTATION90_WINDOWSRATIO30%_SKYLIGHTRATIO30%_3Dview.png | WIDTH50_LENGTH30_HIGHT12_ORIENTATION90_WINDOWSRATIO30%_SKYLIGHTRATIO30%.json
30 | 40 | 16 | 45 | 40% | 20% | 4800 | 18 | 8 | 0.96667 | 0.24167 | 46.6691 | 0.72113 | 47.3902 | WIDTH60_LENGTH30_HIGHT12_ORIENTATION90_WINDOWSRATIO30%_SKYLIGHTRATIO30%_3Dview.png | WIDTH60_LENGTH30_HIGHT12_ORIENTATION90_WINDOWSRATIO30%_SKYLIGHTRATIO30%.json
40 | 30 | 16 | 90 | 40% | 20% | 4800 | 8 | 18 | 0.96667 | 0.24167 | 46.7611 | 0.67707 | 47.4382 | WIDTH30_LENGTH40_HIGHT12_ORIENTATION90_WINDOWSRATIO30%_SKYLIGHTRATIO30%_3Dview.png | WIDTH30_LENGTH40_HIGHT12_ORIENTATION90_WINDOWSRATIO30%_SKYLIGHTRATIO30%.json
30 | 40 | 16 | 90 | 40% | 20% | 4800 | 18 | 8 | 0.96667 | 0.24167 | 46.8367 | 0.63297 | 47.4697 | WIDTH40_LENGTH40_HIGHT12_ORIENTATION90_WINDOWSRATIO30%_SKYLIGHTRATIO30%_3Dview.png | WIDTH40_LENGTH40_HIGHT12_ORIENTATION90_WINDOWSRATIO30%_SKYLIGHTRATIO30%.json
40 | 30 | 16 | 135 | 40% | 20% | 4800 | 8 | 18 | 0.96667 | 0.24167 | 46.6671 | 0.72202 | 47.3891 | WIDTH50_LENGTH40_HIGHT12_ORIENTATION90_WINDOWSRATIO30%_SKYLIGHTRATIO30%_3Dview.png | WIDTH50_LENGTH40_HIGHT12_ORIENTATION90_WINDOWSRATIO30%_SKYLIGHTRATIO30%.json
30 | 40 | 16 | 135 | 40% | 20% | 4800 | 18 | 8 | 0.96667 | 0.24167 | 46.6522 | 0.72643 | 47.3786 | WIDTH60_LENGTH40_HIGHT12_ORIENTATION90_WINDOWSRATIO30%_SKYLIGHTRATIO30%_3Dview.png | WIDTH60_LENGTH40_HIGHT12_ORIENTATION90_WINDOWSRATIO30%_SKYLIGHTRATIO30%.json
40 | 30 | 16 | 180 | 40% | 20% | 4800 | 8 | 18 | 0.96667 | 0.24167 | 46.8368 | 0.63297 | 47.4698 | WIDTH30_LENGTH50_HIGHT12_ORIENTATION90_WINDOWSRATIO30%_SKYLIGHTRATIO30%_3Dview.png | WIDTH30_LENGTH50_HIGHT12_ORIENTATION90_WINDOWSRATIO30%_SKYLIGHTRATIO30%.json
30 | 40 | 16 | 180 | 40% | 20% | 4800 | 18 | 8 | 0.96667 | 0.24167 | 46.7603 | 0.67744 | 47.4377 | WIDTH40_LENGTH50_HIGHT12_ORIENTATION90_WINDOWSRATIO30%_SKYLIGHTRATIO30%_3Dview.png | WIDTH40_LENGTH50_HIGHT12_ORIENTATION90_WINDOWSRATIO30%_SKYLIGHTRATIO30%.json
40 | 30 | 16 | 225 | 40% | 20% | 4800 | 8 | 18 | 0.96667 | 0.24167 | 46.656 | 0.72501 | 47.381 | WIDTH50_LENGTH50_HIGHT12_ORIENTATION90_WINDOWSRATIO30%_SKYLIGHTRATIO30%_3Dview.png | WIDTH50_LENGTH50_HIGHT12_ORIENTATION90_WINDOWSRATIO30%_SKYLIGHTRATIO30%.json
30 | 40 | 16 | 225 | 40% | 20% | 4800 | 18 | 8 | 0.96667 | 0.24167 | 46.6686 | 0.72141 | 47.39 | WIDTH60_LENGTH50_HIGHT12_ORIENTATION90_WINDOWSRATIO30%_SKYLIGHTRATIO30%_3Dview.png | WIDTH60_LENGTH50_HIGHT12_ORIENTATION90_WINDOWSRATIO30%_SKYLIGHTRATIO30%.json
40 | 30 | 16 | 270 | 40% | 20% | 4800 | 8 | 18 | 0.96667 | 0.24167 | 46.7611 | 0.67707 | 47.4382 | WIDTH30_LENGTH60_HIGHT12_ORIENTATION90_WINDOWSRATIO30%_SKYLIGHTRATIO30%_3Dview.png | WIDTH30_LENGTH60_HIGHT12_ORIENTATION90_WINDOWSRATIO30%_SKYLIGHTRATIO30%.json
30 | 40 | 16 | 270 | 40% | 20% | 4800 | 18 | 8 | 0.96667 | 0.24167 | 46.8367 | 0.63297 | 47.4697 | WIDTH40_LENGTH60_HIGHT12_ORIENTATION90_WINDOWSRATIO30%_SKYLIGHTRATIO30%_3Dview.png | WIDTH40_LENGTH60_HIGHT12_ORIENTATION90_WINDOWSRATIO30%_SKYLIGHTRATIO30%.json
40 | 30 | 16 | 315 | 40% | 20% | 4800 | 8 | 18 | 0.96667 | 0.24167 | 46.6671 | 0.72202 | 47.3891 | WIDTH50_LENGTH60_HIGHT12_ORIENTATION90_WINDOWSRATIO30%_SKYLIGHTRATIO30%_3Dview.png | WIDTH50_LENGTH60_HIGHT12_ORIENTATION90_WINDOWSRATIO30%_SKYLIGHTRATIO30%.json
30 | 40 | 16 | 315 | 40% | 20% | 4800 | 18 | 8 | 0.96667 | 0.24167 | 46.6526 | 0.72627 | 47.3789 | WIDTH60_LENGTH60_HIGHT12_ORIENTATION90_WINDOWSRATIO30%_SKYLIGHTRATIO30%_3Dview.png | WIDTH60_LENGTH60_HIGHT12_ORIENTATION90_WINDOWSRATIO30%_SKYLIGHTRATIO30%.json
40 | 30 | 16 | 0 | 10% | 30% | 4800 | 8 | 18 | 0.96667 | 0.24167 | 44.454 | 1.2334 | 45.6874 | WIDTH30_LENGTH30_HIGHT16_ORIENTATION90_WINDOWSRATIO30%_SKYLIGHTRATIO30%_3Dview.png | WIDTH30_LENGTH30_HIGHT16_ORIENTATION90_WINDOWSRATIO30%_SKYLIGHTRATIO30%.json
30 | 40 | 16 | 0 | 10% | 30% | 4800 | 18 | 8 | 0.96667 | 0.24167 | 44.4479 | 1.2648 | 45.7127 | WIDTH40_LENGTH30_HIGHT16_ORIENTATION90_WINDOWSRATIO30%_SKYLIGHTRATIO30%_3Dview.png | WIDTH40_LENGTH30_HIGHT16_ORIENTATION90_WINDOWSRATIO30%_SKYLIGHTRATIO30%.json
40 | 30 | 16 | 45 | 10% | 30% | 4800 | 8 | 18 | 0.96667 | 0.24167 | 44.3362 | 1.309 | 45.6452 | WIDTH50_LENGTH30_HIGHT16_ORIENTATION90_WINDOWSRATIO30%_SKYLIGHTRATIO30%_3Dview.png | WIDTH50_LENGTH30_HIGHT16_ORIENTATION90_WINDOWSRATIO30%_SKYLIGHTRATIO30%.json
30 | 40 | 16 | 45 | 10% | 30% | 4800 | 18 | 8 | 0.96667 | 0.24167 | 44.3348 | 1.3043 | 45.6391 | WIDTH60_LENGTH30_HIGHT16_ORIENTATION90_WINDOWSRATIO30%_SKYLIGHTRATIO30%_3Dview.png | WIDTH60_LENGTH30_HIGHT16_ORIENTATION90_WINDOWSRATIO30%_SKYLIGHTRATIO30%.json
40 | 30 | 16 | 90 | 10% | 30% | 4800 | 8 | 18 | 0.96667 | 0.24167 | 44.4485 | 1.2642 | 45.7127 | WIDTH30_LENGTH40_HIGHT16_ORIENTATION90_WINDOWSRATIO30%_SKYLIGHTRATIO30%_3Dview.png | WIDTH30_LENGTH40_HIGHT16_ORIENTATION90_WINDOWSRATIO30%_SKYLIGHTRATIO30%.json
30 | 40 | 16 | 90 | 10% | 30% | 4800 | 18 | 8 | 0.96667 | 0.24167 | 44.4537 | 1.2334 | 45.6871 | WIDTH40_LENGTH40_HIGHT16_ORIENTATION90_WINDOWSRATIO30%_SKYLIGHTRATIO30%_3Dview.png | WIDTH40_LENGTH40_HIGHT16_ORIENTATION90_WINDOWSRATIO30%_SKYLIGHTRATIO30%.json
40 | 30 | 16 | 135 | 10% | 30% | 4800 | 8 | 18 | 0.96667 | 0.24167 | 44.3264 | 1.3076 | 45.634 | WIDTH50_LENGTH40_HIGHT16_ORIENTATION90_WINDOWSRATIO30%_SKYLIGHTRATIO30%_3Dview.png | WIDTH50_LENGTH40_HIGHT16_ORIENTATION90_WINDOWSRATIO30%_SKYLIGHTRATIO30%.json
30 | 40 | 16 | 135 | 10% | 30% | 4800 | 18 | 8 | 0.96667 | 0.24167 | 44.3257 | 1.3122 | 45.6379 | WIDTH60_LENGTH40_HIGHT16_ORIENTATION90_WINDOWSRATIO30%_SKYLIGHTRATIO30%_3Dview.png | WIDTH60_LENGTH40_HIGHT16_ORIENTATION90_WINDOWSRATIO30%_SKYLIGHTRATIO30%.json
40 | 30 | 16 | 180 | 10% | 30% | 4800 | 8 | 18 | 0.96667 | 0.24167 | 44.454 | 1.2334 | 45.6874 | WIDTH30_LENGTH50_HIGHT16_ORIENTATION90_WINDOWSRATIO30%_SKYLIGHTRATIO30%_3Dview.png | WIDTH30_LENGTH50_HIGHT16_ORIENTATION90_WINDOWSRATIO30%_SKYLIGHTRATIO30%.json
30 | 40 | 16 | 180 | 10% | 30% | 4800 | 18 | 8 | 0.96667 | 0.24167 | 44.4479 | 1.2648 | 45.7127 | WIDTH40_LENGTH50_HIGHT16_ORIENTATION90_WINDOWSRATIO30%_SKYLIGHTRATIO30%_3Dview.png | WIDTH40_LENGTH50_HIGHT16_ORIENTATION90_WINDOWSRATIO30%_SKYLIGHTRATIO30%.json
40 | 30 | 16 | 225 | 10% | 30% | 4800 | 8 | 18 | 0.96667 | 0.24167 | 44.3364 | 1.309 | 45.6454 | WIDTH50_LENGTH50_HIGHT16_ORIENTATION90_WINDOWSRATIO30%_SKYLIGHTRATIO30%_3Dview.png | WIDTH50_LENGTH50_HIGHT16_ORIENTATION90_WINDOWSRATIO30%_SKYLIGHTRATIO30%.json
30 | 40 | 16 | 225 | 10% | 30% | 4800 | 18 | 8 | 0.96667 | 0.24167 | 44.3295 | 1.306 | 45.6355 | WIDTH60_LENGTH50_HIGHT16_ORIENTATION90_WINDOWSRATIO30%_SKYLIGHTRATIO30%_3Dview.png | WIDTH60_LENGTH50_HIGHT16_ORIENTATION90_WINDOWSRATIO30%_SKYLIGHTRATIO30%.json
40 | 30 | 16 | 270 | 10% | 30% | 4800 | 8 | 18 | 0.96667 | 0.24167 | 44.4485 | 1.2642 | 45.7127 | WIDTH30_LENGTH60_HIGHT16_ORIENTATION90_WINDOWSRATIO30%_SKYLIGHTRATIO30%_3Dview.png | WIDTH30_LENGTH60_HIGHT16_ORIENTATION90_WINDOWSRATIO30%_SKYLIGHTRATIO30%.json
30 | 40 | 16 | 270 | 10% | 30% | 4800 | 18 | 8 | 0.96667 | 0.24167 | 44.4537 | 1.2334 | 45.6871 | WIDTH40_LENGTH60_HIGHT16_ORIENTATION90_WINDOWSRATIO30%_SKYLIGHTRATIO30%_3Dview.png | WIDTH40_LENGTH60_HIGHT16_ORIENTATION90_WINDOWSRATIO30%_SKYLIGHTRATIO30%.json
40 | 30 | 16 | 315 | 10% | 30% | 4800 | 8 | 18 | 0.96667 | 0.24167 | 44.3348 | 1.3041 | 45.6388 | WIDTH50_LENGTH60_HIGHT16_ORIENTATION90_WINDOWSRATIO30%_SKYLIGHTRATIO30%_3Dview.png | WIDTH50_LENGTH60_HIGHT16_ORIENTATION90_WINDOWSRATIO30%_SKYLIGHTRATIO30%.json
30 | 40 | 16 | 315 | 10% | 30% | 4800 | 18 | 8 | 0.96667 | 0.24167 | 44.325 | 1.3127 | 45.6378 | WIDTH60_LENGTH60_HIGHT16_ORIENTATION90_WINDOWSRATIO30%_SKYLIGHTRATIO30%_3Dview.png | WIDTH60_LENGTH60_HIGHT16_ORIENTATION90_WINDOWSRATIO30%_SKYLIGHTRATIO30%.json
40 | 30 | 16 | 0 | 20% | 30% | 4800 | 8 | 18 | 0.96667 | 0.24167 | 45.5209 | 0.9728 | 46.4937 | WIDTH30_LENGTH30_HIGHT8_ORIENTATION135_WINDOWSRATIO30%_SKYLIGHTRATIO30%_3Dview.png | WIDTH30_LENGTH30_HIGHT8_ORIENTATION135_WINDOWSRATIO30%_SKYLIGHTRATIO30%.json
30 | 40 | 16 | 0 | 20% | 30% | 4800 | 18 | 8 | 0.96667 | 0.24167 | 45.4947 | 1.0143 | 46.5091 | WIDTH40_LENGTH30_HIGHT8_ORIENTATION135_WINDOWSRATIO30%_SKYLIGHTRATIO30%_3Dview.png | WIDTH40_LENGTH30_HIGHT8_ORIENTATION135_WINDOWSRATIO30%_SKYLIGHTRATIO30%.json
40 | 30 | 16 | 45 | 20% | 30% | 4800 | 8 | 18 | 0.96667 | 0.24167 | 45.3814 | 1.0597 | 46.4411 | WIDTH50_LENGTH30_HIGHT8_ORIENTATION135_WINDOWSRATIO30%_SKYLIGHTRATIO30%_3Dview.png | WIDTH50_LENGTH30_HIGHT8_ORIENTATION135_WINDOWSRATIO30%_SKYLIGHTRATIO30%.json
30 | 40 | 16 | 45 | 20% | 30% | 4800 | 18 | 8 | 0.96667 | 0.24167 | 45.3784 | 1.0562 | 46.4346 | WIDTH60_LENGTH30_HIGHT8_ORIENTATION135_WINDOWSRATIO30%_SKYLIGHTRATIO30%_3Dview.png | WIDTH60_LENGTH30_HIGHT8_ORIENTATION135_WINDOWSRATIO30%_SKYLIGHTRATIO30%.json
40 | 30 | 16 | 90 | 20% | 30% | 4800 | 8 | 18 | 0.96667 | 0.24167 | 45.4953 | 1.0138 | 46.5092 | WIDTH30_LENGTH40_HIGHT8_ORIENTATION135_WINDOWSRATIO30%_SKYLIGHTRATIO30%_3Dview.png | WIDTH30_LENGTH40_HIGHT8_ORIENTATION135_WINDOWSRATIO30%_SKYLIGHTRATIO30%.json
30 | 40 | 16 | 90 | 20% | 30% | 4800 | 18 | 8 | 0.96667 | 0.24167 | 45.5209 | 0.97268 | 46.4936 | WIDTH40_LENGTH40_HIGHT8_ORIENTATION135_WINDOWSRATIO30%_SKYLIGHTRATIO30%_3Dview.png | WIDTH40_LENGTH40_HIGHT8_ORIENTATION135_WINDOWSRATIO30%_SKYLIGHTRATIO30%.json
40 | 30 | 16 | 135 | 20% | 30% | 4800 | 8 | 18 | 0.96667 | 0.24167 | 45.3719 | 1.0592 | 46.4311 | WIDTH50_LENGTH40_HIGHT8_ORIENTATION135_WINDOWSRATIO30%_SKYLIGHTRATIO30%_3Dview.png | WIDTH50_LENGTH40_HIGHT8_ORIENTATION135_WINDOWSRATIO30%_SKYLIGHTRATIO30%.json
30 | 40 | 16 | 135 | 20% | 30% | 4800 | 18 | 8 | 0.96667 | 0.24167 | 45.3733 | 1.0626 | 46.4359 | WIDTH60_LENGTH40_HIGHT8_ORIENTATION135_WINDOWSRATIO30%_SKYLIGHTRATIO30%_3Dview.png | WIDTH60_LENGTH40_HIGHT8_ORIENTATION135_WINDOWSRATIO30%_SKYLIGHTRATIO30%.json
40 | 30 | 16 | 180 | 20% | 30% | 4800 | 8 | 18 | 0.96667 | 0.24167 | 45.5209 | 0.9728 | 46.4937 | WIDTH30_LENGTH50_HIGHT8_ORIENTATION135_WINDOWSRATIO30%_SKYLIGHTRATIO30%_3Dview.png | WIDTH30_LENGTH50_HIGHT8_ORIENTATION135_WINDOWSRATIO30%_SKYLIGHTRATIO30%.json
30 | 40 | 16 | 180 | 20% | 30% | 4800 | 18 | 8 | 0.96667 | 0.24167 | 45.4947 | 1.0143 | 46.5091 | WIDTH40_LENGTH50_HIGHT8_ORIENTATION135_WINDOWSRATIO30%_SKYLIGHTRATIO30%_3Dview.png | WIDTH40_LENGTH50_HIGHT8_ORIENTATION135_WINDOWSRATIO30%_SKYLIGHTRATIO30%.json
40 | 30 | 16 | 225 | 20% | 30% | 4800 | 8 | 18 | 0.96667 | 0.24167 | 45.3816 | 1.0597 | 46.4413 | WIDTH50_LENGTH50_HIGHT8_ORIENTATION135_WINDOWSRATIO30%_SKYLIGHTRATIO30%_3Dview.png | WIDTH50_LENGTH50_HIGHT8_ORIENTATION135_WINDOWSRATIO30%_SKYLIGHTRATIO30%.json
30 | 40 | 16 | 225 | 20% | 30% | 4800 | 18 | 8 | 0.96667 | 0.24167 | 45.3745 | 1.0577 | 46.4322 | WIDTH60_LENGTH50_HIGHT8_ORIENTATION135_WINDOWSRATIO30%_SKYLIGHTRATIO30%_3Dview.png | WIDTH60_LENGTH50_HIGHT8_ORIENTATION135_WINDOWSRATIO30%_SKYLIGHTRATIO30%.json
40 | 30 | 16 | 270 | 20% | 30% | 4800 | 8 | 18 | 0.96667 | 0.24167 | 45.4953 | 1.0138 | 46.5092 | WIDTH30_LENGTH60_HIGHT8_ORIENTATION135_WINDOWSRATIO30%_SKYLIGHTRATIO30%_3Dview.png | WIDTH30_LENGTH60_HIGHT8_ORIENTATION135_WINDOWSRATIO30%_SKYLIGHTRATIO30%.json
30 | 40 | 16 | 270 | 20% | 30% | 4800 | 18 | 8 | 0.96667 | 0.24167 | 45.5209 | 0.97268 | 46.4936 | WIDTH40_LENGTH60_HIGHT8_ORIENTATION135_WINDOWSRATIO30%_SKYLIGHTRATIO30%_3Dview.png | WIDTH40_LENGTH60_HIGHT8_ORIENTATION135_WINDOWSRATIO30%_SKYLIGHTRATIO30%.json
40 | 30 | 16 | 315 | 20% | 30% | 4800 | 8 | 18 | 0.96667 | 0.24167 | 45.3785 | 1.0559 | 46.4344 | WIDTH50_LENGTH60_HIGHT8_ORIENTATION135_WINDOWSRATIO30%_SKYLIGHTRATIO30%_3Dview.png | WIDTH50_LENGTH60_HIGHT8_ORIENTATION135_WINDOWSRATIO30%_SKYLIGHTRATIO30%.json
30 | 40 | 16 | 315 | 20% | 30% | 4800 | 18 | 8 | 0.96667 | 0.24167 | 45.3718 | 1.0639 | 46.4357 | WIDTH60_LENGTH60_HIGHT8_ORIENTATION135_WINDOWSRATIO30%_SKYLIGHTRATIO30%_3Dview.png | WIDTH60_LENGTH60_HIGHT8_ORIENTATION135_WINDOWSRATIO30%_SKYLIGHTRATIO30%.json
40 | 30 | 16 | 0 | 30% | 30% | 4800 | 8 | 18 | 0.96667 | 0.24167 | 46.3156 | 0.76691 | 47.0825 | WIDTH30_LENGTH30_HIGHT12_ORIENTATION135_WINDOWSRATIO30%_SKYLIGHTRATIO30%_3Dview.png | WIDTH30_LENGTH30_HIGHT12_ORIENTATION135_WINDOWSRATIO30%_SKYLIGHTRATIO30%.json
30 | 40 | 16 | 0 | 30% | 30% | 4800 | 18 | 8 | 0.96667 | 0.24167 | 46.2596 | 0.81384 | 47.0735 | WIDTH40_LENGTH30_HIGHT12_ORIENTATION135_WINDOWSRATIO30%_SKYLIGHTRATIO30%_3Dview.png | WIDTH40_LENGTH30_HIGHT12_ORIENTATION135_WINDOWSRATIO30%_SKYLIGHTRATIO30%.json
40 | 30 | 16 | 45 | 30% | 30% | 4800 | 8 | 18 | 0.96667 | 0.24167 | 46.1491 | 0.86204 | 47.0112 | WIDTH50_LENGTH30_HIGHT12_ORIENTATION135_WINDOWSRATIO30%_SKYLIGHTRATIO30%_3Dview.png | WIDTH50_LENGTH30_HIGHT12_ORIENTATION135_WINDOWSRATIO30%_SKYLIGHTRATIO30%.json
30 | 40 | 16 | 45 | 30% | 30% | 4800 | 18 | 8 | 0.96667 | 0.24167 | 46.1541 | 0.85837 | 47.0125 | WIDTH60_LENGTH30_HIGHT12_ORIENTATION135_WINDOWSRATIO30%_SKYLIGHTRATIO30%_3Dview.png | WIDTH60_LENGTH30_HIGHT12_ORIENTATION135_WINDOWSRATIO30%_SKYLIGHTRATIO30%.json
40 | 30 | 16 | 90 | 30% | 30% | 4800 | 8 | 18 | 0.96667 | 0.24167 | 46.2604 | 0.8134 | 47.0738 | WIDTH30_LENGTH40_HIGHT12_ORIENTATION135_WINDOWSRATIO30%_SKYLIGHTRATIO30%_3Dview.png | WIDTH30_LENGTH40_HIGHT12_ORIENTATION135_WINDOWSRATIO30%_SKYLIGHTRATIO30%.json
30 | 40 | 16 | 90 | 30% | 30% | 4800 | 18 | 8 | 0.96667 | 0.24167 | 46.3155 | 0.76687 | 47.0824 | WIDTH40_LENGTH40_HIGHT12_ORIENTATION135_WINDOWSRATIO30%_SKYLIGHTRATIO30%_3Dview.png | WIDTH40_LENGTH40_HIGHT12_ORIENTATION135_WINDOWSRATIO30%_SKYLIGHTRATIO30%.json
40 | 30 | 16 | 135 | 30% | 30% | 4800 | 8 | 18 | 0.96667 | 0.24167 | 46.1489 | 0.86089 | 47.0098 | WIDTH50_LENGTH40_HIGHT12_ORIENTATION135_WINDOWSRATIO30%_SKYLIGHTRATIO30%_3Dview.png | WIDTH50_LENGTH40_HIGHT12_ORIENTATION135_WINDOWSRATIO30%_SKYLIGHTRATIO30%.json
30 | 40 | 16 | 135 | 30% | 30% | 4800 | 18 | 8 | 0.96667 | 0.24167 | 46.1416 | 0.86663 | 47.0082 | WIDTH60_LENGTH40_HIGHT12_ORIENTATION135_WINDOWSRATIO30%_SKYLIGHTRATIO30%_3Dview.png | WIDTH60_LENGTH40_HIGHT12_ORIENTATION135_WINDOWSRATIO30%_SKYLIGHTRATIO30%.json
40 | 30 | 16 | 180 | 30% | 30% | 4800 | 8 | 18 | 0.96667 | 0.24167 | 46.3156 | 0.76691 | 47.0825 | WIDTH30_LENGTH50_HIGHT12_ORIENTATION135_WINDOWSRATIO30%_SKYLIGHTRATIO30%_3Dview.png | WIDTH30_LENGTH50_HIGHT12_ORIENTATION135_WINDOWSRATIO30%_SKYLIGHTRATIO30%.json
30 | 40 | 16 | 180 | 30% | 30% | 4800 | 18 | 8 | 0.96667 | 0.24167 | 46.2596 | 0.81384 | 47.0735 | WIDTH40_LENGTH50_HIGHT12_ORIENTATION135_WINDOWSRATIO30%_SKYLIGHTRATIO30%_3Dview.png | WIDTH40_LENGTH50_HIGHT12_ORIENTATION135_WINDOWSRATIO30%_SKYLIGHTRATIO30%.json
40 | 30 | 16 | 225 | 30% | 30% | 4800 | 8 | 18 | 0.96667 | 0.24167 | 46.1493 | 0.86202 | 47.0113 | WIDTH50_LENGTH50_HIGHT12_ORIENTATION135_WINDOWSRATIO30%_SKYLIGHTRATIO30%_3Dview.png | WIDTH50_LENGTH50_HIGHT12_ORIENTATION135_WINDOWSRATIO30%_SKYLIGHTRATIO30%.json
30 | 40 | 16 | 225 | 30% | 30% | 4800 | 18 | 8 | 0.96667 | 0.24167 | 46.1514 | 0.85961 | 47.011 | WIDTH60_LENGTH50_HIGHT12_ORIENTATION135_WINDOWSRATIO30%_SKYLIGHTRATIO30%_3Dview.png | WIDTH60_LENGTH50_HIGHT12_ORIENTATION135_WINDOWSRATIO30%_SKYLIGHTRATIO30%.json
40 | 30 | 16 | 270 | 30% | 30% | 4800 | 8 | 18 | 0.96667 | 0.24167 | 46.2604 | 0.8134 | 47.0738 | WIDTH30_LENGTH60_HIGHT12_ORIENTATION135_WINDOWSRATIO30%_SKYLIGHTRATIO30%_3Dview.png | WIDTH30_LENGTH60_HIGHT12_ORIENTATION135_WINDOWSRATIO30%_SKYLIGHTRATIO30%.json
30 | 40 | 16 | 270 | 30% | 30% | 4800 | 18 | 8 | 0.96667 | 0.24167 | 46.3155 | 0.76687 | 47.0824 | WIDTH40_LENGTH60_HIGHT12_ORIENTATION135_WINDOWSRATIO30%_SKYLIGHTRATIO30%_3Dview.png | WIDTH40_LENGTH60_HIGHT12_ORIENTATION135_WINDOWSRATIO30%_SKYLIGHTRATIO30%.json
40 | 30 | 16 | 315 | 30% | 30% | 4800 | 8 | 18 | 0.96667 | 0.24167 | 46.1546 | 0.85811 | 47.0127 | WIDTH50_LENGTH60_HIGHT12_ORIENTATION135_WINDOWSRATIO30%_SKYLIGHTRATIO30%_3Dview.png | WIDTH50_LENGTH60_HIGHT12_ORIENTATION135_WINDOWSRATIO30%_SKYLIGHTRATIO30%.json
30 | 40 | 16 | 315 | 30% | 30% | 4800 | 18 | 8 | 0.96667 | 0.24167 | 46.142 | 0.86483 | 47.0068 | WIDTH60_LENGTH60_HIGHT12_ORIENTATION135_WINDOWSRATIO30%_SKYLIGHTRATIO30%_3Dview.png | WIDTH60_LENGTH60_HIGHT12_ORIENTATION135_WINDOWSRATIO30%_SKYLIGHTRATIO30%.json
40 | 30 | 16 | 0 | 40% | 30% | 4800 | 8 | 18 | 0.96667 | 0.24167 | 46.8872 | 0.6164 | 47.5036 | WIDTH30_LENGTH30_HIGHT16_ORIENTATION135_WINDOWSRATIO30%_SKYLIGHTRATIO30%_3Dview.png | WIDTH30_LENGTH30_HIGHT16_ORIENTATION135_WINDOWSRATIO30%_SKYLIGHTRATIO30%.json
30 | 40 | 16 | 0 | 40% | 30% | 4800 | 18 | 8 | 0.96667 | 0.24167 | 46.8115 | 0.66089 | 47.4724 | WIDTH40_LENGTH30_HIGHT16_ORIENTATION135_WINDOWSRATIO30%_SKYLIGHTRATIO30%_3Dview.png | WIDTH40_LENGTH30_HIGHT16_ORIENTATION135_WINDOWSRATIO30%_SKYLIGHTRATIO30%.json
40 | 30 | 16 | 45 | 40% | 30% | 4800 | 8 | 18 | 0.96667 | 0.24167 | 46.7094 | 0.7068 | 47.4162 | WIDTH50_LENGTH30_HIGHT16_ORIENTATION135_WINDOWSRATIO30%_SKYLIGHTRATIO30%_3Dview.png | WIDTH50_LENGTH30_HIGHT16_ORIENTATION135_WINDOWSRATIO30%_SKYLIGHTRATIO30%.json
30 | 40 | 16 | 45 | 40% | 30% | 4800 | 18 | 8 | 0.96667 | 0.24167 | 46.7225 | 0.70385 | 47.4264 | WIDTH60_LENGTH30_HIGHT16_ORIENTATION135_WINDOWSRATIO30%_SKYLIGHTRATIO30%_3Dview.png | WIDTH60_LENGTH30_HIGHT16_ORIENTATION135_WINDOWSRATIO30%_SKYLIGHTRATIO30%.json
40 | 30 | 16 | 90 | 40% | 30% | 4800 | 8 | 18 | 0.96667 | 0.24167 | 46.8122 | 0.66058 | 47.4728 | WIDTH30_LENGTH40_HIGHT16_ORIENTATION135_WINDOWSRATIO30%_SKYLIGHTRATIO30%_3Dview.png | WIDTH30_LENGTH40_HIGHT16_ORIENTATION135_WINDOWSRATIO30%_SKYLIGHTRATIO30%.json
30 | 40 | 16 | 90 | 40% | 30% | 4800 | 18 | 8 | 0.96667 | 0.24167 | 46.8871 | 0.61639 | 47.5035 | WIDTH40_LENGTH40_HIGHT16_ORIENTATION135_WINDOWSRATIO30%_SKYLIGHTRATIO30%_3Dview.png | WIDTH40_LENGTH40_HIGHT16_ORIENTATION135_WINDOWSRATIO30%_SKYLIGHTRATIO30%.json
40 | 30 | 16 | 135 | 40% | 30% | 4800 | 8 | 18 | 0.96667 | 0.24167 | 46.7175 | 0.70596 | 47.4235 | WIDTH50_LENGTH40_HIGHT16_ORIENTATION135_WINDOWSRATIO30%_SKYLIGHTRATIO30%_3Dview.png | WIDTH50_LENGTH40_HIGHT16_ORIENTATION135_WINDOWSRATIO30%_SKYLIGHTRATIO30%.json
30 | 40 | 16 | 135 | 40% | 30% | 4800 | 18 | 8 | 0.96667 | 0.24167 | 46.7039 | 0.70891 | 47.4128 | WIDTH60_LENGTH40_HIGHT16_ORIENTATION135_WINDOWSRATIO30%_SKYLIGHTRATIO30%_3Dview.png | WIDTH60_LENGTH40_HIGHT16_ORIENTATION135_WINDOWSRATIO30%_SKYLIGHTRATIO30%.json
40 | 30 | 16 | 180 | 40% | 30% | 4800 | 8 | 18 | 0.96667 | 0.24167 | 46.8872 | 0.6164 | 47.5036 | WIDTH30_LENGTH50_HIGHT16_ORIENTATION135_WINDOWSRATIO30%_SKYLIGHTRATIO30%_3Dview.png | WIDTH30_LENGTH50_HIGHT16_ORIENTATION135_WINDOWSRATIO30%_SKYLIGHTRATIO30%.json
30 | 40 | 16 | 180 | 40% | 30% | 4800 | 18 | 8 | 0.96667 | 0.24167 | 46.8115 | 0.66089 | 47.4724 | WIDTH40_LENGTH50_HIGHT16_ORIENTATION135_WINDOWSRATIO30%_SKYLIGHTRATIO30%_3Dview.png | WIDTH40_LENGTH50_HIGHT16_ORIENTATION135_WINDOWSRATIO30%_SKYLIGHTRATIO30%.json
40 | 30 | 16 | 225 | 40% | 30% | 4800 | 8 | 18 | 0.96667 | 0.24167 | 46.7095 | 0.70679 | 47.4163 | WIDTH50_LENGTH50_HIGHT16_ORIENTATION135_WINDOWSRATIO30%_SKYLIGHTRATIO30%_3Dview.png | WIDTH50_LENGTH50_HIGHT16_ORIENTATION135_WINDOWSRATIO30%_SKYLIGHTRATIO30%.json
30 | 40 | 16 | 225 | 40% | 30% | 4800 | 18 | 8 | 0.96667 | 0.24167 | 46.7199 | 0.7049 | 47.4248 | WIDTH60_LENGTH50_HIGHT16_ORIENTATION135_WINDOWSRATIO30%_SKYLIGHTRATIO30%_3Dview.png | WIDTH60_LENGTH50_HIGHT16_ORIENTATION135_WINDOWSRATIO30%_SKYLIGHTRATIO30%.json
40 | 30 | 16 | 270 | 40% | 30% | 4800 | 8 | 18 | 0.96667 | 0.24167 | 46.8122 | 0.66058 | 47.4728 | WIDTH30_LENGTH60_HIGHT16_ORIENTATION135_WINDOWSRATIO30%_SKYLIGHTRATIO30%_3Dview.png | WIDTH30_LENGTH60_HIGHT16_ORIENTATION135_WINDOWSRATIO30%_SKYLIGHTRATIO30%.json
30 | 40 | 16 | 270 | 40% | 30% | 4800 | 18 | 8 | 0.96667 | 0.24167 | 46.8871 | 0.61639 | 47.5035 | WIDTH40_LENGTH60_HIGHT16_ORIENTATION135_WINDOWSRATIO30%_SKYLIGHTRATIO30%_3Dview.png | WIDTH40_LENGTH60_HIGHT16_ORIENTATION135_WINDOWSRATIO30%_SKYLIGHTRATIO30%.json
40 | 30 | 16 | 315 | 40% | 30% | 4800 | 8 | 18 | 0.96667 | 0.24167 | 46.7228 | 0.70349 | 47.4263 | WIDTH50_LENGTH60_HIGHT16_ORIENTATION135_WINDOWSRATIO30%_SKYLIGHTRATIO30%_3Dview.png | WIDTH50_LENGTH60_HIGHT16_ORIENTATION135_WINDOWSRATIO30%_SKYLIGHTRATIO30%.json
30 | 40 | 16 | 315 | 40% | 30% | 4800 | 18 | 8 | 0.96667 | 0.24167 | 46.7029 | 0.70864 | 47.4115 | WIDTH60_LENGTH60_HIGHT16_ORIENTATION135_WINDOWSRATIO30%_SKYLIGHTRATIO30%_3Dview.png | WIDTH60_LENGTH60_HIGHT16_ORIENTATION135_WINDOWSRATIO30%_SKYLIGHTRATIO30%.json
40 | 30 | 16 | 0 | 10% | 40% | 4800 | 8 | 18 | 0.96667 | 0.24167 | 45.1582 | 1.2066 | 46.3649 | WIDTH30_LENGTH30_HIGHT8_ORIENTATION180_WINDOWSRATIO30%_SKYLIGHTRATIO30%_3Dview.png | WIDTH30_LENGTH30_HIGHT8_ORIENTATION180_WINDOWSRATIO30%_SKYLIGHTRATIO30%.json
30 | 40 | 16 | 0 | 10% | 40% | 4800 | 18 | 8 | 0.96667 | 0.24167 | 45.1517 | 1.2398 | 46.3914 | WIDTH40_LENGTH30_HIGHT8_ORIENTATION180_WINDOWSRATIO30%_SKYLIGHTRATIO30%_3Dview.png | WIDTH40_LENGTH30_HIGHT8_ORIENTATION180_WINDOWSRATIO30%_SKYLIGHTRATIO30%.json
40 | 30 | 16 | 45 | 10% | 40% | 4800 | 8 | 18 | 0.96667 | 0.24167 | 45.0118 | 1.2941 | 46.3059 | WIDTH50_LENGTH30_HIGHT8_ORIENTATION180_WINDOWSRATIO30%_SKYLIGHTRATIO30%_3Dview.png | WIDTH50_LENGTH30_HIGHT8_ORIENTATION180_WINDOWSRATIO30%_SKYLIGHTRATIO30%.json
30 | 40 | 16 | 45 | 10% | 40% | 4800 | 18 | 8 | 0.96667 | 0.24167 | 45.0296 | 1.2805 | 46.3101 | WIDTH60_LENGTH30_HIGHT8_ORIENTATION180_WINDOWSRATIO30%_SKYLIGHTRATIO30%_3Dview.png | WIDTH60_LENGTH30_HIGHT8_ORIENTATION180_WINDOWSRATIO30%_SKYLIGHTRATIO30%.json
40 | 30 | 16 | 90 | 10% | 40% | 4800 | 8 | 18 | 0.96667 | 0.24167 | 45.152 | 1.2393 | 46.3913 | WIDTH30_LENGTH40_HIGHT8_ORIENTATION180_WINDOWSRATIO30%_SKYLIGHTRATIO30%_3Dview.png | WIDTH30_LENGTH40_HIGHT8_ORIENTATION180_WINDOWSRATIO30%_SKYLIGHTRATIO30%.json
30 | 40 | 16 | 90 | 10% | 40% | 4800 | 18 | 8 | 0.96667 | 0.24167 | 45.1582 | 1.2066 | 46.3648 | WIDTH40_LENGTH40_HIGHT8_ORIENTATION180_WINDOWSRATIO30%_SKYLIGHTRATIO30%_3Dview.png | WIDTH40_LENGTH40_HIGHT8_ORIENTATION180_WINDOWSRATIO30%_SKYLIGHTRATIO30%.json
40 | 30 | 16 | 135 | 10% | 40% | 4800 | 8 | 18 | 0.96667 | 0.24167 | 45.0189 | 1.2877 | 46.3066 | WIDTH50_LENGTH40_HIGHT8_ORIENTATION180_WINDOWSRATIO30%_SKYLIGHTRATIO30%_3Dview.png | WIDTH50_LENGTH40_HIGHT8_ORIENTATION180_WINDOWSRATIO30%_SKYLIGHTRATIO30%.json
30 | 40 | 16 | 135 | 10% | 40% | 4800 | 18 | 8 | 0.96667 | 0.24167 | 45.0414 | 1.2824 | 46.3238 | WIDTH60_LENGTH40_HIGHT8_ORIENTATION180_WINDOWSRATIO30%_SKYLIGHTRATIO30%_3Dview.png | WIDTH60_LENGTH40_HIGHT8_ORIENTATION180_WINDOWSRATIO30%_SKYLIGHTRATIO30%.json
40 | 30 | 16 | 180 | 10% | 40% | 4800 | 8 | 18 | 0.96667 | 0.24167 | 45.1582 | 1.2066 | 46.3649 | WIDTH30_LENGTH50_HIGHT8_ORIENTATION180_WINDOWSRATIO30%_SKYLIGHTRATIO30%_3Dview.png | WIDTH30_LENGTH50_HIGHT8_ORIENTATION180_WINDOWSRATIO30%_SKYLIGHTRATIO30%.json
30 | 40 | 16 | 180 | 10% | 40% | 4800 | 18 | 8 | 0.96667 | 0.24167 | 45.1517 | 1.2398 | 46.3914 | WIDTH40_LENGTH50_HIGHT8_ORIENTATION180_WINDOWSRATIO30%_SKYLIGHTRATIO30%_3Dview.png | WIDTH40_LENGTH50_HIGHT8_ORIENTATION180_WINDOWSRATIO30%_SKYLIGHTRATIO30%.json
40 | 30 | 16 | 225 | 10% | 40% | 4800 | 8 | 18 | 0.96667 | 0.24167 | 45.0394 | 1.2855 | 46.3249 | WIDTH50_LENGTH50_HIGHT8_ORIENTATION180_WINDOWSRATIO30%_SKYLIGHTRATIO30%_3Dview.png | WIDTH50_LENGTH50_HIGHT8_ORIENTATION180_WINDOWSRATIO30%_SKYLIGHTRATIO30%.json
30 | 40 | 16 | 225 | 10% | 40% | 4800 | 18 | 8 | 0.96667 | 0.24167 | 45.0303 | 1.2808 | 46.3111 | WIDTH60_LENGTH50_HIGHT8_ORIENTATION180_WINDOWSRATIO30%_SKYLIGHTRATIO30%_3Dview.png | WIDTH60_LENGTH50_HIGHT8_ORIENTATION180_WINDOWSRATIO30%_SKYLIGHTRATIO30%.json
40 | 30 | 16 | 270 | 10% | 40% | 4800 | 8 | 18 | 0.96667 | 0.24167 | 45.152 | 1.2393 | 46.3913 | WIDTH30_LENGTH60_HIGHT8_ORIENTATION180_WINDOWSRATIO30%_SKYLIGHTRATIO30%_3Dview.png | WIDTH30_LENGTH60_HIGHT8_ORIENTATION180_WINDOWSRATIO30%_SKYLIGHTRATIO30%.json
30 | 40 | 16 | 270 | 10% | 40% | 4800 | 18 | 8 | 0.96667 | 0.24167 | 45.1582 | 1.2066 | 46.3648 | WIDTH40_LENGTH60_HIGHT8_ORIENTATION180_WINDOWSRATIO30%_SKYLIGHTRATIO30%_3Dview.png | WIDTH40_LENGTH60_HIGHT8_ORIENTATION180_WINDOWSRATIO30%_SKYLIGHTRATIO30%.json
40 | 30 | 16 | 315 | 10% | 40% | 4800 | 8 | 18 | 0.96667 | 0.24167 | 45.0395 | 1.2773 | 46.3167 | WIDTH50_LENGTH60_HIGHT8_ORIENTATION180_WINDOWSRATIO30%_SKYLIGHTRATIO30%_3Dview.png | WIDTH50_LENGTH60_HIGHT8_ORIENTATION180_WINDOWSRATIO30%_SKYLIGHTRATIO30%.json
30 | 40 | 16 | 315 | 10% | 40% | 4800 | 18 | 8 | 0.96667 | 0.24167 | 45.0414 | 1.2824 | 46.3238 | WIDTH60_LENGTH60_HIGHT8_ORIENTATION180_WINDOWSRATIO30%_SKYLIGHTRATIO30%_3Dview.png | WIDTH60_LENGTH60_HIGHT8_ORIENTATION180_WINDOWSRATIO30%_SKYLIGHTRATIO30%.json
40 | 30 | 16 | 0 | 20% | 40% | 4800 | 8 | 18 | 0.96667 | 0.24167 | 46.2063 | 0.94957 | 47.1558 | WIDTH30_LENGTH30_HIGHT12_ORIENTATION180_WINDOWSRATIO30%_SKYLIGHTRATIO30%_3Dview.png | WIDTH30_LENGTH30_HIGHT12_ORIENTATION180_WINDOWSRATIO30%_SKYLIGHTRATIO30%.json
30 | 40 | 16 | 0 | 20% | 40% | 4800 | 18 | 8 | 0.96667 | 0.24167 | 46.1785 | 0.98969 | 47.1682 | WIDTH40_LENGTH30_HIGHT12_ORIENTATION180_WINDOWSRATIO30%_SKYLIGHTRATIO30%_3Dview.png | WIDTH40_LENGTH30_HIGHT12_ORIENTATION180_WINDOWSRATIO30%_SKYLIGHTRATIO30%.json
40 | 30 | 16 | 45 | 20% | 40% | 4800 | 8 | 18 | 0.96667 | 0.24167 | 46.042 | 1.043 | 47.0851 | WIDTH50_LENGTH30_HIGHT12_ORIENTATION180_WINDOWSRATIO30%_SKYLIGHTRATIO30%_3Dview.png | WIDTH50_LENGTH30_HIGHT12_ORIENTATION180_WINDOWSRATIO30%_SKYLIGHTRATIO30%.json
30 | 40 | 16 | 45 | 20% | 40% | 4800 | 18 | 8 | 0.96667 | 0.24167 | 46.0533 | 1.0342 | 47.0875 | WIDTH60_LENGTH30_HIGHT12_ORIENTATION180_WINDOWSRATIO30%_SKYLIGHTRATIO30%_3Dview.png | WIDTH60_LENGTH30_HIGHT12_ORIENTATION180_WINDOWSRATIO30%_SKYLIGHTRATIO30%.json
40 | 30 | 16 | 90 | 20% | 40% | 4800 | 8 | 18 | 0.96667 | 0.24167 | 46.1789 | 0.99 | 47.1689 | WIDTH30_LENGTH40_HIGHT12_ORIENTATION180_WINDOWSRATIO30%_SKYLIGHTRATIO30%_3Dview.png | WIDTH30_LENGTH40_HIGHT12_ORIENTATION180_WINDOWSRATIO30%_SKYLIGHTRATIO30%.json
30 | 40 | 16 | 90 | 20% | 40% | 4800 | 18 | 8 | 0.96667 | 0.24167 | 46.2062 | 0.94959 | 47.1558 | WIDTH40_LENGTH40_HIGHT12_ORIENTATION180_WINDOWSRATIO30%_SKYLIGHTRATIO30%_3Dview.png | WIDTH40_LENGTH40_HIGHT12_ORIENTATION180_WINDOWSRATIO30%_SKYLIGHTRATIO30%.json
40 | 30 | 16 | 135 | 20% | 40% | 4800 | 8 | 18 | 0.96667 | 0.24167 | 46.0467 | 1.0375 | 47.0842 | WIDTH50_LENGTH40_HIGHT12_ORIENTATION180_WINDOWSRATIO30%_SKYLIGHTRATIO30%_3Dview.png | WIDTH50_LENGTH40_HIGHT12_ORIENTATION180_WINDOWSRATIO30%_SKYLIGHTRATIO30%.json
30 | 40 | 16 | 135 | 20% | 40% | 4800 | 18 | 8 | 0.96667 | 0.24167 | 46.0639 | 1.0358 | 47.0997 | WIDTH60_LENGTH40_HIGHT12_ORIENTATION180_WINDOWSRATIO30%_SKYLIGHTRATIO30%_3Dview.png | WIDTH60_LENGTH40_HIGHT12_ORIENTATION180_WINDOWSRATIO30%_SKYLIGHTRATIO30%.json
40 | 30 | 16 | 180 | 20% | 40% | 4800 | 8 | 18 | 0.96667 | 0.24167 | 46.2063 | 0.94957 | 47.1558 | WIDTH30_LENGTH50_HIGHT12_ORIENTATION180_WINDOWSRATIO30%_SKYLIGHTRATIO30%_3Dview.png | WIDTH30_LENGTH50_HIGHT12_ORIENTATION180_WINDOWSRATIO30%_SKYLIGHTRATIO30%.json
30 | 40 | 16 | 180 | 20% | 40% | 4800 | 18 | 8 | 0.96667 | 0.24167 | 46.1785 | 0.98969 | 47.1682 | WIDTH40_LENGTH50_HIGHT12_ORIENTATION180_WINDOWSRATIO30%_SKYLIGHTRATIO30%_3Dview.png | WIDTH40_LENGTH50_HIGHT12_ORIENTATION180_WINDOWSRATIO30%_SKYLIGHTRATIO30%.json
40 | 30 | 16 | 225 | 20% | 40% | 4800 | 8 | 18 | 0.96667 | 0.24167 | 46.0645 | 1.0356 | 47.1001 | WIDTH50_LENGTH50_HIGHT12_ORIENTATION180_WINDOWSRATIO30%_SKYLIGHTRATIO30%_3Dview.png | WIDTH50_LENGTH50_HIGHT12_ORIENTATION180_WINDOWSRATIO30%_SKYLIGHTRATIO30%.json
30 | 40 | 16 | 225 | 20% | 40% | 4800 | 18 | 8 | 0.96667 | 0.24167 | 46.0536 | 1.0345 | 47.0881 | WIDTH60_LENGTH50_HIGHT12_ORIENTATION180_WINDOWSRATIO30%_SKYLIGHTRATIO30%_3Dview.png | WIDTH60_LENGTH50_HIGHT12_ORIENTATION180_WINDOWSRATIO30%_SKYLIGHTRATIO30%.json
40 | 30 | 16 | 270 | 20% | 40% | 4800 | 8 | 18 | 0.96667 | 0.24167 | 46.1789 | 0.99 | 47.1689 | WIDTH30_LENGTH60_HIGHT12_ORIENTATION180_WINDOWSRATIO30%_SKYLIGHTRATIO30%_3Dview.png | WIDTH30_LENGTH60_HIGHT12_ORIENTATION180_WINDOWSRATIO30%_SKYLIGHTRATIO30%.json
30 | 40 | 16 | 270 | 20% | 40% | 4800 | 18 | 8 | 0.96667 | 0.24167 | 46.2062 | 0.94959 | 47.1558 | WIDTH40_LENGTH60_HIGHT12_ORIENTATION180_WINDOWSRATIO30%_SKYLIGHTRATIO30%_3Dview.png | WIDTH40_LENGTH60_HIGHT12_ORIENTATION180_WINDOWSRATIO30%_SKYLIGHTRATIO30%.json
40 | 30 | 16 | 315 | 20% | 40% | 4800 | 8 | 18 | 0.96667 | 0.24167 | 46.0614 | 1.0316 | 47.093 | WIDTH50_LENGTH60_HIGHT12_ORIENTATION180_WINDOWSRATIO30%_SKYLIGHTRATIO30%_3Dview.png | WIDTH50_LENGTH60_HIGHT12_ORIENTATION180_WINDOWSRATIO30%_SKYLIGHTRATIO30%.json
30 | 40 | 16 | 315 | 20% | 40% | 4800 | 18 | 8 | 0.96667 | 0.24167 | 46.0639 | 1.0358 | 47.0997 | WIDTH60_LENGTH60_HIGHT12_ORIENTATION180_WINDOWSRATIO30%_SKYLIGHTRATIO30%_3Dview.png | WIDTH60_LENGTH60_HIGHT12_ORIENTATION180_WINDOWSRATIO30%_SKYLIGHTRATIO30%.json
40 | 30 | 16 | 0 | 30% | 40% | 4800 | 8 | 18 | 0.96667 | 0.24167 | 46.983 | 0.74937 | 47.7324 | WIDTH30_LENGTH30_HIGHT16_ORIENTATION180_WINDOWSRATIO30%_SKYLIGHTRATIO30%_3Dview.png | WIDTH30_LENGTH30_HIGHT16_ORIENTATION180_WINDOWSRATIO30%_SKYLIGHTRATIO30%.json
30 | 40 | 16 | 0 | 30% | 40% | 4800 | 18 | 8 | 0.96667 | 0.24167 | 46.9262 | 0.79418 | 47.7204 | WIDTH40_LENGTH30_HIGHT16_ORIENTATION180_WINDOWSRATIO30%_SKYLIGHTRATIO30%_3Dview.png | WIDTH40_LENGTH30_HIGHT16_ORIENTATION180_WINDOWSRATIO30%_SKYLIGHTRATIO30%.json
40 | 30 | 16 | 45 | 30% | 40% | 4800 | 8 | 18 | 0.96667 | 0.24167 | 46.7997 | 0.84904 | 47.6488 | WIDTH50_LENGTH30_HIGHT16_ORIENTATION180_WINDOWSRATIO30%_SKYLIGHTRATIO30%_3Dview.png | WIDTH50_LENGTH30_HIGHT16_ORIENTATION180_WINDOWSRATIO30%_SKYLIGHTRATIO30%.json
30 | 40 | 16 | 45 | 30% | 40% | 4800 | 18 | 8 | 0.96667 | 0.24167 | 46.8169 | 0.84132 | 47.6582 | WIDTH60_LENGTH30_HIGHT16_ORIENTATION180_WINDOWSRATIO30%_SKYLIGHTRATIO30%_3Dview.png | WIDTH60_LENGTH30_HIGHT16_ORIENTATION180_WINDOWSRATIO30%_SKYLIGHTRATIO30%.json
40 | 30 | 16 | 90 | 30% | 40% | 4800 | 8 | 18 | 0.96667 | 0.24167 | 46.9268 | 0.79387 | 47.7206 | WIDTH30_LENGTH40_HIGHT16_ORIENTATION180_WINDOWSRATIO30%_SKYLIGHTRATIO30%_3Dview.png | WIDTH30_LENGTH40_HIGHT16_ORIENTATION180_WINDOWSRATIO30%_SKYLIGHTRATIO30%.json
30 | 40 | 16 | 90 | 30% | 40% | 4800 | 18 | 8 | 0.96667 | 0.24167 | 46.9831 | 0.74938 | 47.7324 | WIDTH40_LENGTH40_HIGHT16_ORIENTATION180_WINDOWSRATIO30%_SKYLIGHTRATIO30%_3Dview.png | WIDTH40_LENGTH40_HIGHT16_ORIENTATION180_WINDOWSRATIO30%_SKYLIGHTRATIO30%.json
40 | 30 | 16 | 135 | 30% | 40% | 4800 | 8 | 18 | 0.96667 | 0.24167 | 46.8107 | 0.84416 | 47.6548 | WIDTH50_LENGTH40_HIGHT16_ORIENTATION180_WINDOWSRATIO30%_SKYLIGHTRATIO30%_3Dview.png | WIDTH50_LENGTH40_HIGHT16_ORIENTATION180_WINDOWSRATIO30%_SKYLIGHTRATIO30%.json
30 | 40 | 16 | 135 | 30% | 40% | 4800 | 18 | 8 | 0.96667 | 0.24167 | 46.8166 | 0.8429 | 47.6595 | WIDTH60_LENGTH40_HIGHT16_ORIENTATION180_WINDOWSRATIO30%_SKYLIGHTRATIO30%_3Dview.png | WIDTH60_LENGTH40_HIGHT16_ORIENTATION180_WINDOWSRATIO30%_SKYLIGHTRATIO30%.json
40 | 30 | 16 | 180 | 30% | 40% | 4800 | 8 | 18 | 0.96667 | 0.24167 | 46.983 | 0.74937 | 47.7324 | WIDTH30_LENGTH50_HIGHT16_ORIENTATION180_WINDOWSRATIO30%_SKYLIGHTRATIO30%_3Dview.png | WIDTH30_LENGTH50_HIGHT16_ORIENTATION180_WINDOWSRATIO30%_SKYLIGHTRATIO30%.json
30 | 40 | 16 | 180 | 30% | 40% | 4800 | 18 | 8 | 0.96667 | 0.24167 | 46.9262 | 0.79418 | 47.7204 | WIDTH40_LENGTH50_HIGHT16_ORIENTATION180_WINDOWSRATIO30%_SKYLIGHTRATIO30%_3Dview.png | WIDTH40_LENGTH50_HIGHT16_ORIENTATION180_WINDOWSRATIO30%_SKYLIGHTRATIO30%.json
40 | 30 | 16 | 225 | 30% | 40% | 4800 | 8 | 18 | 0.96667 | 0.24167 | 46.8171 | 0.84273 | 47.6598 | WIDTH50_LENGTH50_HIGHT16_ORIENTATION180_WINDOWSRATIO30%_SKYLIGHTRATIO30%_3Dview.png | WIDTH50_LENGTH50_HIGHT16_ORIENTATION180_WINDOWSRATIO30%_SKYLIGHTRATIO30%.json
30 | 40 | 16 | 225 | 30% | 40% | 4800 | 18 | 8 | 0.96667 | 0.24167 | 46.8165 | 0.84159 | 47.6581 | WIDTH60_LENGTH50_HIGHT16_ORIENTATION180_WINDOWSRATIO30%_SKYLIGHTRATIO30%_3Dview.png | WIDTH60_LENGTH50_HIGHT16_ORIENTATION180_WINDOWSRATIO30%_SKYLIGHTRATIO30%.json
40 | 30 | 16 | 270 | 30% | 40% | 4800 | 8 | 18 | 0.96667 | 0.24167 | 46.9268 | 0.79387 | 47.7206 | WIDTH30_LENGTH60_HIGHT16_ORIENTATION180_WINDOWSRATIO30%_SKYLIGHTRATIO30%_3Dview.png | WIDTH30_LENGTH60_HIGHT16_ORIENTATION180_WINDOWSRATIO30%_SKYLIGHTRATIO30%.json
30 | 40 | 16 | 270 | 30% | 40% | 4800 | 18 | 8 | 0.96667 | 0.24167 | 46.9831 | 0.74938 | 47.7324 | WIDTH40_LENGTH60_HIGHT16_ORIENTATION180_WINDOWSRATIO30%_SKYLIGHTRATIO30%_3Dview.png | WIDTH40_LENGTH60_HIGHT16_ORIENTATION180_WINDOWSRATIO30%_SKYLIGHTRATIO30%.json
40 | 30 | 16 | 315 | 30% | 40% | 4800 | 8 | 18 | 0.96667 | 0.24167 | 46.8231 | 0.83889 | 47.662 | WIDTH50_LENGTH60_HIGHT16_ORIENTATION180_WINDOWSRATIO30%_SKYLIGHTRATIO30%_3Dview.png | WIDTH50_LENGTH60_HIGHT16_ORIENTATION180_WINDOWSRATIO30%_SKYLIGHTRATIO30%.json
30 | 40 | 16 | 315 | 30% | 40% | 4800 | 18 | 8 | 0.96667 | 0.24167 | 46.8166 | 0.8429 | 47.6595 | WIDTH60_LENGTH60_HIGHT16_ORIENTATION180_WINDOWSRATIO30%_SKYLIGHTRATIO30%_3Dview.png | WIDTH60_LENGTH60_HIGHT16_ORIENTATION180_WINDOWSRATIO30%_SKYLIGHTRATIO30%.json
40 | 30 | 16 | 0 | 40% | 40% | 4800 | 8 | 18 | 0.96667 | 0.24167 | 47.5437 | 0.60229 | 48.1459 | WIDTH30_LENGTH30_HIGHT8_ORIENTATION225_WINDOWSRATIO30%_SKYLIGHTRATIO30%_3Dview.png | WIDTH30_LENGTH30_HIGHT8_ORIENTATION225_WINDOWSRATIO30%_SKYLIGHTRATIO30%.json
30 | 40 | 16 | 0 | 40% | 40% | 4800 | 18 | 8 | 0.96667 | 0.24167 | 47.4675 | 0.64691 | 48.1145 | WIDTH40_LENGTH30_HIGHT8_ORIENTATION225_WINDOWSRATIO30%_SKYLIGHTRATIO30%_3Dview.png | WIDTH40_LENGTH30_HIGHT8_ORIENTATION225_WINDOWSRATIO30%_SKYLIGHTRATIO30%.json
40 | 30 | 16 | 45 | 40% | 40% | 4800 | 8 | 18 | 0.96667 | 0.24167 | 47.3529 | 0.69578 | 48.0486 | WIDTH50_LENGTH30_HIGHT8_ORIENTATION225_WINDOWSRATIO30%_SKYLIGHTRATIO30%_3Dview.png | WIDTH50_LENGTH30_HIGHT8_ORIENTATION225_WINDOWSRATIO30%_SKYLIGHTRATIO30%.json
30 | 40 | 16 | 45 | 40% | 40% | 4800 | 18 | 8 | 0.96667 | 0.24167 | 47.3757 | 0.69005 | 48.0657 | WIDTH60_LENGTH30_HIGHT8_ORIENTATION225_WINDOWSRATIO30%_SKYLIGHTRATIO30%_3Dview.png | WIDTH60_LENGTH30_HIGHT8_ORIENTATION225_WINDOWSRATIO30%_SKYLIGHTRATIO30%.json
40 | 30 | 16 | 90 | 40% | 40% | 4800 | 8 | 18 | 0.96667 | 0.24167 | 47.4679 | 0.64665 | 48.1146 | WIDTH30_LENGTH40_HIGHT8_ORIENTATION225_WINDOWSRATIO30%_SKYLIGHTRATIO30%_3Dview.png | WIDTH30_LENGTH40_HIGHT8_ORIENTATION225_WINDOWSRATIO30%_SKYLIGHTRATIO30%.json
30 | 40 | 16 | 90 | 40% | 40% | 4800 | 18 | 8 | 0.96667 | 0.24167 | 47.5437 | 0.60229 | 48.146 | WIDTH40_LENGTH40_HIGHT8_ORIENTATION225_WINDOWSRATIO30%_SKYLIGHTRATIO30%_3Dview.png | WIDTH40_LENGTH40_HIGHT8_ORIENTATION225_WINDOWSRATIO30%_SKYLIGHTRATIO30%.json
40 | 30 | 16 | 135 | 40% | 40% | 4800 | 8 | 18 | 0.96667 | 0.24167 | 47.37 | 0.69246 | 48.0624 | WIDTH50_LENGTH40_HIGHT8_ORIENTATION225_WINDOWSRATIO30%_SKYLIGHTRATIO30%_3Dview.png | WIDTH50_LENGTH40_HIGHT8_ORIENTATION225_WINDOWSRATIO30%_SKYLIGHTRATIO30%.json
30 | 40 | 16 | 135 | 40% | 40% | 4800 | 18 | 8 | 0.96667 | 0.24167 | 47.3667 | 0.69143 | 48.0581 | WIDTH60_LENGTH40_HIGHT8_ORIENTATION225_WINDOWSRATIO30%_SKYLIGHTRATIO30%_3Dview.png | WIDTH60_LENGTH40_HIGHT8_ORIENTATION225_WINDOWSRATIO30%_SKYLIGHTRATIO30%.json
40 | 30 | 16 | 180 | 40% | 40% | 4800 | 8 | 18 | 0.96667 | 0.24167 | 47.5437 | 0.60229 | 48.1459 | WIDTH30_LENGTH50_HIGHT8_ORIENTATION225_WINDOWSRATIO30%_SKYLIGHTRATIO30%_3Dview.png | WIDTH30_LENGTH50_HIGHT8_ORIENTATION225_WINDOWSRATIO30%_SKYLIGHTRATIO30%.json
30 | 40 | 16 | 180 | 40% | 40% | 4800 | 18 | 8 | 0.96667 | 0.24167 | 47.4675 | 0.64691 | 48.1145 | WIDTH40_LENGTH50_HIGHT8_ORIENTATION225_WINDOWSRATIO30%_SKYLIGHTRATIO30%_3Dview.png | WIDTH40_LENGTH50_HIGHT8_ORIENTATION225_WINDOWSRATIO30%_SKYLIGHTRATIO30%.json
40 | 30 | 16 | 225 | 40% | 40% | 4800 | 8 | 18 | 0.96667 | 0.24167 | 47.3672 | 0.69116 | 48.0584 | WIDTH50_LENGTH50_HIGHT8_ORIENTATION225_WINDOWSRATIO30%_SKYLIGHTRATIO30%_3Dview.png | WIDTH50_LENGTH50_HIGHT8_ORIENTATION225_WINDOWSRATIO30%_SKYLIGHTRATIO30%.json
30 | 40 | 16 | 225 | 40% | 40% | 4800 | 18 | 8 | 0.96667 | 0.24167 | 47.375 | 0.69026 | 48.0653 | WIDTH60_LENGTH50_HIGHT8_ORIENTATION225_WINDOWSRATIO30%_SKYLIGHTRATIO30%_3Dview.png | WIDTH60_LENGTH50_HIGHT8_ORIENTATION225_WINDOWSRATIO30%_SKYLIGHTRATIO30%.json
40 | 30 | 16 | 270 | 40% | 40% | 4800 | 8 | 18 | 0.96667 | 0.24167 | 47.4679 | 0.64665 | 48.1146 | WIDTH30_LENGTH60_HIGHT8_ORIENTATION225_WINDOWSRATIO30%_SKYLIGHTRATIO30%_3Dview.png | WIDTH30_LENGTH60_HIGHT8_ORIENTATION225_WINDOWSRATIO30%_SKYLIGHTRATIO30%.json
30 | 40 | 16 | 270 | 40% | 40% | 4800 | 18 | 8 | 0.96667 | 0.24167 | 47.5437 | 0.60229 | 48.146 | WIDTH40_LENGTH60_HIGHT8_ORIENTATION225_WINDOWSRATIO30%_SKYLIGHTRATIO30%_3Dview.png | WIDTH40_LENGTH60_HIGHT8_ORIENTATION225_WINDOWSRATIO30%_SKYLIGHTRATIO30%.json
40 | 30 | 16 | 315 | 40% | 40% | 4800 | 8 | 18 | 0.96667 | 0.24167 | 47.3804 | 0.688 | 48.0684 | WIDTH50_LENGTH60_HIGHT8_ORIENTATION225_WINDOWSRATIO30%_SKYLIGHTRATIO30%_3Dview.png | WIDTH50_LENGTH60_HIGHT8_ORIENTATION225_WINDOWSRATIO30%_SKYLIGHTRATIO30%.json
30 | 40 | 16 | 315 | 40% | 40% | 4800 | 18 | 8 | 0.96667 | 0.24167 | 47.3667 | 0.69143 | 48.0581 | WIDTH60_LENGTH60_HIGHT8_ORIENTATION225_WINDOWSRATIO30%_SKYLIGHTRATIO30%_3Dview.png | WIDTH60_LENGTH60_HIGHT8_ORIENTATION225_WINDOWSRATIO30%_SKYLIGHTRATIO30%.json
60 | 50 | 12 | 0 | 10% | 10% | 9000 | 28 | 38 | 0.96 | 0.24 | 44.1387 | 1.3187 | 45.4573 | WIDTH30_LENGTH30_HIGHT12_ORIENTATION225_WINDOWSRATIO30%_SKYLIGHTRATIO30%_3Dview.png | WIDTH30_LENGTH30_HIGHT12_ORIENTATION225_WINDOWSRATIO30%_SKYLIGHTRATIO30%.json
50 | 60 | 12 | 0 | 10% | 10% | 9000 | 38 | 28 | 0.96 | 0.24 | 44.1398 | 1.3307 | 45.4705 | WIDTH40_LENGTH30_HIGHT12_ORIENTATION225_WINDOWSRATIO30%_SKYLIGHTRATIO30%_3Dview.png | WIDTH40_LENGTH30_HIGHT12_ORIENTATION225_WINDOWSRATIO30%_SKYLIGHTRATIO30%.json
60 | 50 | 12 | 45 | 10% | 10% | 9000 | 28 | 38 | 0.96 | 0.24 | 44.0515 | 1.3696 | 45.4211 | WIDTH50_LENGTH30_HIGHT12_ORIENTATION225_WINDOWSRATIO30%_SKYLIGHTRATIO30%_3Dview.png | WIDTH50_LENGTH30_HIGHT12_ORIENTATION225_WINDOWSRATIO30%_SKYLIGHTRATIO30%.json
50 | 60 | 12 | 45 | 10% | 10% | 9000 | 38 | 28 | 0.96 | 0.24 | 44.0604 | 1.3641 | 45.4245 | WIDTH60_LENGTH30_HIGHT12_ORIENTATION225_WINDOWSRATIO30%_SKYLIGHTRATIO30%_3Dview.png | WIDTH60_LENGTH30_HIGHT12_ORIENTATION225_WINDOWSRATIO30%_SKYLIGHTRATIO30%.json
60 | 50 | 12 | 90 | 10% | 10% | 9000 | 28 | 38 | 0.96 | 0.24 | 44.139 | 1.3302 | 45.4691 | WIDTH30_LENGTH40_HIGHT12_ORIENTATION225_WINDOWSRATIO30%_SKYLIGHTRATIO30%_3Dview.png | WIDTH30_LENGTH40_HIGHT12_ORIENTATION225_WINDOWSRATIO30%_SKYLIGHTRATIO30%.json
50 | 60 | 12 | 90 | 10% | 10% | 9000 | 38 | 28 | 0.96 | 0.24 | 44.1379 | 1.3177 | 45.4556 | WIDTH40_LENGTH40_HIGHT12_ORIENTATION225_WINDOWSRATIO30%_SKYLIGHTRATIO30%_3Dview.png | WIDTH40_LENGTH40_HIGHT12_ORIENTATION225_WINDOWSRATIO30%_SKYLIGHTRATIO30%.json
60 | 50 | 12 | 135 | 10% | 10% | 9000 | 28 | 38 | 0.96 | 0.24 | 44.0585 | 1.3655 | 45.424 | WIDTH50_LENGTH40_HIGHT12_ORIENTATION225_WINDOWSRATIO30%_SKYLIGHTRATIO30%_3Dview.png | WIDTH50_LENGTH40_HIGHT12_ORIENTATION225_WINDOWSRATIO30%_SKYLIGHTRATIO30%.json
50 | 60 | 12 | 135 | 10% | 10% | 9000 | 38 | 28 | 0.96 | 0.24 | 44.0584 | 1.3664 | 45.4247 | WIDTH60_LENGTH40_HIGHT12_ORIENTATION225_WINDOWSRATIO30%_SKYLIGHTRATIO30%_3Dview.png | WIDTH60_LENGTH40_HIGHT12_ORIENTATION225_WINDOWSRATIO30%_SKYLIGHTRATIO30%.json
60 | 50 | 12 | 180 | 10% | 10% | 9000 | 28 | 38 | 0.96 | 0.24 | 44.1387 | 1.3187 | 45.4573 | WIDTH30_LENGTH50_HIGHT12_ORIENTATION225_WINDOWSRATIO30%_SKYLIGHTRATIO30%_3Dview.png | WIDTH30_LENGTH50_HIGHT12_ORIENTATION225_WINDOWSRATIO30%_SKYLIGHTRATIO30%.json
50 | 60 | 12 | 180 | 10% | 10% | 9000 | 38 | 28 | 0.96 | 0.24 | 44.1398 | 1.3307 | 45.4705 | WIDTH40_LENGTH50_HIGHT12_ORIENTATION225_WINDOWSRATIO30%_SKYLIGHTRATIO30%_3Dview.png | WIDTH40_LENGTH50_HIGHT12_ORIENTATION225_WINDOWSRATIO30%_SKYLIGHTRATIO30%.json
60 | 50 | 12 | 225 | 10% | 10% | 9000 | 28 | 38 | 0.96 | 0.24 | 44.0579 | 1.3672 | 45.4251 | WIDTH50_LENGTH50_HIGHT12_ORIENTATION225_WINDOWSRATIO30%_SKYLIGHTRATIO30%_3Dview.png | WIDTH50_LENGTH50_HIGHT12_ORIENTATION225_WINDOWSRATIO30%_SKYLIGHTRATIO30%.json
50 | 60 | 12 | 225 | 10% | 10% | 9000 | 38 | 28 | 0.96 | 0.24 | 44.0577 | 1.3649 | 45.4226 | WIDTH60_LENGTH50_HIGHT12_ORIENTATION225_WINDOWSRATIO30%_SKYLIGHTRATIO30%_3Dview.png | WIDTH60_LENGTH50_HIGHT12_ORIENTATION225_WINDOWSRATIO30%_SKYLIGHTRATIO30%.json
60 | 50 | 12 | 270 | 10% | 10% | 9000 | 28 | 38 | 0.96 | 0.24 | 44.139 | 1.3302 | 45.4691 | WIDTH30_LENGTH60_HIGHT12_ORIENTATION225_WINDOWSRATIO30%_SKYLIGHTRATIO30%_3Dview.png | WIDTH30_LENGTH60_HIGHT12_ORIENTATION225_WINDOWSRATIO30%_SKYLIGHTRATIO30%.json
50 | 60 | 12 | 270 | 10% | 10% | 9000 | 38 | 28 | 0.96 | 0.24 | 44.1379 | 1.3177 | 45.4556 | WIDTH40_LENGTH60_HIGHT12_ORIENTATION225_WINDOWSRATIO30%_SKYLIGHTRATIO30%_3Dview.png | WIDTH40_LENGTH60_HIGHT12_ORIENTATION225_WINDOWSRATIO30%_SKYLIGHTRATIO30%.json
60 | 50 | 12 | 315 | 10% | 10% | 9000 | 28 | 38 | 0.96 | 0.24 | 44.059 | 1.3644 | 45.4234 | WIDTH50_LENGTH60_HIGHT12_ORIENTATION225_WINDOWSRATIO30%_SKYLIGHTRATIO30%_3Dview.png | WIDTH50_LENGTH60_HIGHT12_ORIENTATION225_WINDOWSRATIO30%_SKYLIGHTRATIO30%.json
50 | 60 | 12 | 315 | 10% | 10% | 9000 | 38 | 28 | 0.96 | 0.24 | 44.0565 | 1.3673 | 45.4238 | WIDTH60_LENGTH60_HIGHT12_ORIENTATION225_WINDOWSRATIO30%_SKYLIGHTRATIO30%_3Dview.png | WIDTH60_LENGTH60_HIGHT12_ORIENTATION225_WINDOWSRATIO30%_SKYLIGHTRATIO30%.json
60 | 50 | 12 | 0 | 20% | 10% | 9000 | 28 | 38 | 0.96 | 0.24 | 44.92 | 1.135 | 46.0551 | WIDTH30_LENGTH30_HIGHT16_ORIENTATION225_WINDOWSRATIO30%_SKYLIGHTRATIO30%_3Dview.png | WIDTH30_LENGTH30_HIGHT16_ORIENTATION225_WINDOWSRATIO30%_SKYLIGHTRATIO30%.json
50 | 60 | 12 | 0 | 20% | 10% | 9000 | 38 | 28 | 0.96 | 0.24 | 44.9166 | 1.1495 | 46.0662 | WIDTH40_LENGTH30_HIGHT16_ORIENTATION225_WINDOWSRATIO30%_SKYLIGHTRATIO30%_3Dview.png | WIDTH40_LENGTH30_HIGHT16_ORIENTATION225_WINDOWSRATIO30%_SKYLIGHTRATIO30%.json
60 | 50 | 12 | 45 | 20% | 10% | 9000 | 28 | 38 | 0.96 | 0.24 | 44.8171 | 1.1958 | 46.0129 | WIDTH50_LENGTH30_HIGHT16_ORIENTATION225_WINDOWSRATIO30%_SKYLIGHTRATIO30%_3Dview.png | WIDTH50_LENGTH30_HIGHT16_ORIENTATION225_WINDOWSRATIO30%_SKYLIGHTRATIO30%.json
50 | 60 | 12 | 45 | 20% | 10% | 9000 | 38 | 28 | 0.96 | 0.24 | 44.8261 | 1.191 | 46.0171 | WIDTH60_LENGTH30_HIGHT16_ORIENTATION225_WINDOWSRATIO30%_SKYLIGHTRATIO30%_3Dview.png | WIDTH60_LENGTH30_HIGHT16_ORIENTATION225_WINDOWSRATIO30%_SKYLIGHTRATIO30%.json
60 | 50 | 12 | 90 | 20% | 10% | 9000 | 28 | 38 | 0.96 | 0.24 | 44.9159 | 1.1498 | 46.0656 | WIDTH30_LENGTH40_HIGHT16_ORIENTATION225_WINDOWSRATIO30%_SKYLIGHTRATIO30%_3Dview.png | WIDTH30_LENGTH40_HIGHT16_ORIENTATION225_WINDOWSRATIO30%_SKYLIGHTRATIO30%.json
50 | 60 | 12 | 90 | 20% | 10% | 9000 | 38 | 28 | 0.96 | 0.24 | 44.9194 | 1.134 | 46.0534 | WIDTH40_LENGTH40_HIGHT16_ORIENTATION225_WINDOWSRATIO30%_SKYLIGHTRATIO30%_3Dview.png | WIDTH40_LENGTH40_HIGHT16_ORIENTATION225_WINDOWSRATIO30%_SKYLIGHTRATIO30%.json
60 | 50 | 12 | 135 | 20% | 10% | 9000 | 28 | 38 | 0.96 | 0.24 | 44.8235 | 1.1923 | 46.0158 | WIDTH50_LENGTH40_HIGHT16_ORIENTATION225_WINDOWSRATIO30%_SKYLIGHTRATIO30%_3Dview.png | WIDTH50_LENGTH40_HIGHT16_ORIENTATION225_WINDOWSRATIO30%_SKYLIGHTRATIO30%.json
50 | 60 | 12 | 135 | 20% | 10% | 9000 | 38 | 28 | 0.96 | 0.24 | 44.8241 | 1.1929 | 46.0169 | WIDTH60_LENGTH40_HIGHT16_ORIENTATION225_WINDOWSRATIO30%_SKYLIGHTRATIO30%_3Dview.png | WIDTH60_LENGTH40_HIGHT16_ORIENTATION225_WINDOWSRATIO30%_SKYLIGHTRATIO30%.json
60 | 50 | 12 | 180 | 20% | 10% | 9000 | 28 | 38 | 0.96 | 0.24 | 44.92 | 1.135 | 46.0551 | WIDTH30_LENGTH50_HIGHT16_ORIENTATION225_WINDOWSRATIO30%_SKYLIGHTRATIO30%_3Dview.png | WIDTH30_LENGTH50_HIGHT16_ORIENTATION225_WINDOWSRATIO30%_SKYLIGHTRATIO30%.json
50 | 60 | 12 | 180 | 20% | 10% | 9000 | 38 | 28 | 0.96 | 0.24 | 44.9166 | 1.1495 | 46.0662 | WIDTH40_LENGTH50_HIGHT16_ORIENTATION225_WINDOWSRATIO30%_SKYLIGHTRATIO30%_3Dview.png | WIDTH40_LENGTH50_HIGHT16_ORIENTATION225_WINDOWSRATIO30%_SKYLIGHTRATIO30%.json
60 | 50 | 12 | 225 | 20% | 10% | 9000 | 28 | 38 | 0.96 | 0.24 | 44.8233 | 1.1934 | 46.0167 | WIDTH50_LENGTH50_HIGHT16_ORIENTATION225_WINDOWSRATIO30%_SKYLIGHTRATIO30%_3Dview.png | WIDTH50_LENGTH50_HIGHT16_ORIENTATION225_WINDOWSRATIO30%_SKYLIGHTRATIO30%.json
50 | 60 | 12 | 225 | 20% | 10% | 9000 | 38 | 28 | 0.96 | 0.24 | 44.8238 | 1.1917 | 46.0155 | WIDTH60_LENGTH50_HIGHT16_ORIENTATION225_WINDOWSRATIO30%_SKYLIGHTRATIO30%_3Dview.png | WIDTH60_LENGTH50_HIGHT16_ORIENTATION225_WINDOWSRATIO30%_SKYLIGHTRATIO30%.json
60 | 50 | 12 | 270 | 20% | 10% | 9000 | 28 | 38 | 0.96 | 0.24 | 44.9159 | 1.1498 | 46.0656 | WIDTH30_LENGTH60_HIGHT16_ORIENTATION225_WINDOWSRATIO30%_SKYLIGHTRATIO30%_3Dview.png | WIDTH30_LENGTH60_HIGHT16_ORIENTATION225_WINDOWSRATIO30%_SKYLIGHTRATIO30%.json
50 | 60 | 12 | 270 | 20% | 10% | 9000 | 38 | 28 | 0.96 | 0.24 | 44.9194 | 1.134 | 46.0534 | WIDTH40_LENGTH60_HIGHT16_ORIENTATION225_WINDOWSRATIO30%_SKYLIGHTRATIO30%_3Dview.png | WIDTH40_LENGTH60_HIGHT16_ORIENTATION225_WINDOWSRATIO30%_SKYLIGHTRATIO30%.json
60 | 50 | 12 | 315 | 20% | 10% | 9000 | 28 | 38 | 0.96 | 0.24 | 44.8246 | 1.1913 | 46.0159 | WIDTH50_LENGTH60_HIGHT16_ORIENTATION225_WINDOWSRATIO30%_SKYLIGHTRATIO30%_3Dview.png | WIDTH50_LENGTH60_HIGHT16_ORIENTATION225_WINDOWSRATIO30%_SKYLIGHTRATIO30%.json
50 | 60 | 12 | 315 | 20% | 10% | 9000 | 38 | 28 | 0.96 | 0.24 | 44.822 | 1.1936 | 46.0157 | WIDTH60_LENGTH60_HIGHT16_ORIENTATION225_WINDOWSRATIO30%_SKYLIGHTRATIO30%_3Dview.png | WIDTH60_LENGTH60_HIGHT16_ORIENTATION225_WINDOWSRATIO30%_SKYLIGHTRATIO30%.json
60 | 50 | 12 | 0 | 30% | 10% | 9000 | 28 | 38 | 0.96 | 0.24 | 45.5507 | 0.9827 | 46.5334 | WIDTH30_LENGTH30_HIGHT8_ORIENTATION270_WINDOWSRATIO30%_SKYLIGHTRATIO30%_3Dview.png | WIDTH30_LENGTH30_HIGHT8_ORIENTATION270_WINDOWSRATIO30%_SKYLIGHTRATIO30%.json
50 | 60 | 12 | 0 | 30% | 10% | 9000 | 38 | 28 | 0.96 | 0.24 | 45.5402 | 0.99931 | 46.5395 | WIDTH40_LENGTH30_HIGHT8_ORIENTATION270_WINDOWSRATIO30%_SKYLIGHTRATIO30%_3Dview.png | WIDTH40_LENGTH30_HIGHT8_ORIENTATION270_WINDOWSRATIO30%_SKYLIGHTRATIO30%.json
60 | 50 | 12 | 45 | 30% | 10% | 9000 | 28 | 38 | 0.96 | 0.24 | 45.433 | 1.0486 | 46.4816 | WIDTH50_LENGTH30_HIGHT8_ORIENTATION270_WINDOWSRATIO30%_SKYLIGHTRATIO30%_3Dview.png | WIDTH50_LENGTH30_HIGHT8_ORIENTATION270_WINDOWSRATIO30%_SKYLIGHTRATIO30%.json
50 | 60 | 12 | 45 | 30% | 10% | 9000 | 38 | 28 | 0.96 | 0.24 | 45.4442 | 1.0441 | 46.4883 | WIDTH60_LENGTH30_HIGHT8_ORIENTATION270_WINDOWSRATIO30%_SKYLIGHTRATIO30%_3Dview.png | WIDTH60_LENGTH30_HIGHT8_ORIENTATION270_WINDOWSRATIO30%_SKYLIGHTRATIO30%.json
60 | 50 | 12 | 90 | 30% | 10% | 9000 | 28 | 38 | 0.96 | 0.24 | 45.5394 | 0.9988 | 46.5382 | WIDTH30_LENGTH40_HIGHT8_ORIENTATION270_WINDOWSRATIO30%_SKYLIGHTRATIO30%_3Dview.png | WIDTH30_LENGTH40_HIGHT8_ORIENTATION270_WINDOWSRATIO30%_SKYLIGHTRATIO30%.json
50 | 60 | 12 | 90 | 30% | 10% | 9000 | 38 | 28 | 0.96 | 0.24 | 45.5504 | 0.98161 | 46.532 | WIDTH40_LENGTH40_HIGHT8_ORIENTATION270_WINDOWSRATIO30%_SKYLIGHTRATIO30%_3Dview.png | WIDTH40_LENGTH40_HIGHT8_ORIENTATION270_WINDOWSRATIO30%_SKYLIGHTRATIO30%.json
60 | 50 | 12 | 135 | 30% | 10% | 9000 | 28 | 38 | 0.96 | 0.24 | 45.4423 | 1.0446 | 46.4868 | WIDTH50_LENGTH40_HIGHT8_ORIENTATION270_WINDOWSRATIO30%_SKYLIGHTRATIO30%_3Dview.png | WIDTH50_LENGTH40_HIGHT8_ORIENTATION270_WINDOWSRATIO30%_SKYLIGHTRATIO30%.json
50 | 60 | 12 | 135 | 30% | 10% | 9000 | 38 | 28 | 0.96 | 0.24 | 45.441 | 1.0457 | 46.4867 | WIDTH60_LENGTH40_HIGHT8_ORIENTATION270_WINDOWSRATIO30%_SKYLIGHTRATIO30%_3Dview.png | WIDTH60_LENGTH40_HIGHT8_ORIENTATION270_WINDOWSRATIO30%_SKYLIGHTRATIO30%.json
60 | 50 | 12 | 180 | 30% | 10% | 9000 | 28 | 38 | 0.96 | 0.24 | 45.5507 | 0.9827 | 46.5334 | WIDTH30_LENGTH50_HIGHT8_ORIENTATION270_WINDOWSRATIO30%_SKYLIGHTRATIO30%_3Dview.png | WIDTH30_LENGTH50_HIGHT8_ORIENTATION270_WINDOWSRATIO30%_SKYLIGHTRATIO30%.json
50 | 60 | 12 | 180 | 30% | 10% | 9000 | 38 | 28 | 0.96 | 0.24 | 45.5402 | 0.99931 | 46.5395 | WIDTH40_LENGTH50_HIGHT8_ORIENTATION270_WINDOWSRATIO30%_SKYLIGHTRATIO30%_3Dview.png | WIDTH40_LENGTH50_HIGHT8_ORIENTATION270_WINDOWSRATIO30%_SKYLIGHTRATIO30%.json
60 | 50 | 12 | 225 | 30% | 10% | 9000 | 28 | 38 | 0.96 | 0.24 | 45.4404 | 1.0464 | 46.4867 | WIDTH50_LENGTH50_HIGHT8_ORIENTATION270_WINDOWSRATIO30%_SKYLIGHTRATIO30%_3Dview.png | WIDTH50_LENGTH50_HIGHT8_ORIENTATION270_WINDOWSRATIO30%_SKYLIGHTRATIO30%.json
50 | 60 | 12 | 225 | 30% | 10% | 9000 | 38 | 28 | 0.96 | 0.24 | 45.4424 | 1.0448 | 46.4872 | WIDTH60_LENGTH50_HIGHT8_ORIENTATION270_WINDOWSRATIO30%_SKYLIGHTRATIO30%_3Dview.png | WIDTH60_LENGTH50_HIGHT8_ORIENTATION270_WINDOWSRATIO30%_SKYLIGHTRATIO30%.json
60 | 50 | 12 | 270 | 30% | 10% | 9000 | 28 | 38 | 0.96 | 0.24 | 45.5394 | 0.9988 | 46.5382 | WIDTH30_LENGTH60_HIGHT8_ORIENTATION270_WINDOWSRATIO30%_SKYLIGHTRATIO30%_3Dview.png | WIDTH30_LENGTH60_HIGHT8_ORIENTATION270_WINDOWSRATIO30%_SKYLIGHTRATIO30%.json
50 | 60 | 12 | 270 | 30% | 10% | 9000 | 38 | 28 | 0.96 | 0.24 | 45.5504 | 0.98161 | 46.532 | WIDTH40_LENGTH60_HIGHT8_ORIENTATION270_WINDOWSRATIO30%_SKYLIGHTRATIO30%_3Dview.png | WIDTH40_LENGTH60_HIGHT8_ORIENTATION270_WINDOWSRATIO30%_SKYLIGHTRATIO30%.json
60 | 50 | 12 | 315 | 30% | 10% | 9000 | 28 | 38 | 0.96 | 0.24 | 45.4429 | 1.0436 | 46.4864 | WIDTH50_LENGTH60_HIGHT8_ORIENTATION270_WINDOWSRATIO30%_SKYLIGHTRATIO30%_3Dview.png | WIDTH50_LENGTH60_HIGHT8_ORIENTATION270_WINDOWSRATIO30%_SKYLIGHTRATIO30%.json
50 | 60 | 12 | 315 | 30% | 10% | 9000 | 38 | 28 | 0.96 | 0.24 | 45.4394 | 1.0465 | 46.4859 | WIDTH60_LENGTH60_HIGHT8_ORIENTATION270_WINDOWSRATIO30%_SKYLIGHTRATIO30%_3Dview.png | WIDTH60_LENGTH60_HIGHT8_ORIENTATION270_WINDOWSRATIO30%_SKYLIGHTRATIO30%.json
60 | 50 | 12 | 0 | 40% | 10% | 9000 | 28 | 38 | 0.96 | 0.24 | 46.042 | 0.85382 | 46.8958 | WIDTH30_LENGTH30_HIGHT12_ORIENTATION270_WINDOWSRATIO30%_SKYLIGHTRATIO30%_3Dview.png | WIDTH30_LENGTH30_HIGHT12_ORIENTATION270_WINDOWSRATIO30%_SKYLIGHTRATIO30%.json
50 | 60 | 12 | 0 | 40% | 10% | 9000 | 38 | 28 | 0.96 | 0.24 | 46.0231 | 0.87249 | 46.8956 | WIDTH40_LENGTH30_HIGHT12_ORIENTATION270_WINDOWSRATIO30%_SKYLIGHTRATIO30%_3Dview.png | WIDTH40_LENGTH30_HIGHT12_ORIENTATION270_WINDOWSRATIO30%_SKYLIGHTRATIO30%.json
60 | 50 | 12 | 45 | 40% | 10% | 9000 | 28 | 38 | 0.96 | 0.24 | 45.9142 | 0.92339 | 46.8376 | WIDTH50_LENGTH30_HIGHT12_ORIENTATION270_WINDOWSRATIO30%_SKYLIGHTRATIO30%_3Dview.png | WIDTH50_LENGTH30_HIGHT12_ORIENTATION270_WINDOWSRATIO30%_SKYLIGHTRATIO30%.json
50 | 60 | 12 | 45 | 40% | 10% | 9000 | 38 | 28 | 0.96 | 0.24 | 45.9246 | 0.91907 | 46.8437 | WIDTH60_LENGTH30_HIGHT12_ORIENTATION270_WINDOWSRATIO30%_SKYLIGHTRATIO30%_3Dview.png | WIDTH60_LENGTH30_HIGHT12_ORIENTATION270_WINDOWSRATIO30%_SKYLIGHTRATIO30%.json
60 | 50 | 12 | 90 | 40% | 10% | 9000 | 28 | 38 | 0.96 | 0.24 | 46.0222 | 0.87194 | 46.8941 | WIDTH30_LENGTH40_HIGHT12_ORIENTATION270_WINDOWSRATIO30%_SKYLIGHTRATIO30%_3Dview.png | WIDTH30_LENGTH40_HIGHT12_ORIENTATION270_WINDOWSRATIO30%_SKYLIGHTRATIO30%.json
50 | 60 | 12 | 90 | 40% | 10% | 9000 | 38 | 28 | 0.96 | 0.24 | 46.0419 | 0.85271 | 46.8946 | WIDTH40_LENGTH40_HIGHT12_ORIENTATION270_WINDOWSRATIO30%_SKYLIGHTRATIO30%_3Dview.png | WIDTH40_LENGTH40_HIGHT12_ORIENTATION270_WINDOWSRATIO30%_SKYLIGHTRATIO30%.json
60 | 50 | 12 | 135 | 40% | 10% | 9000 | 28 | 38 | 0.96 | 0.24 | 45.9227 | 0.92036 | 46.8431 | WIDTH50_LENGTH40_HIGHT12_ORIENTATION270_WINDOWSRATIO30%_SKYLIGHTRATIO30%_3Dview.png | WIDTH50_LENGTH40_HIGHT12_ORIENTATION270_WINDOWSRATIO30%_SKYLIGHTRATIO30%.json
50 | 60 | 12 | 135 | 40% | 10% | 9000 | 38 | 28 | 0.96 | 0.24 | 45.9204 | 0.92117 | 46.8416 | WIDTH60_LENGTH40_HIGHT12_ORIENTATION270_WINDOWSRATIO30%_SKYLIGHTRATIO30%_3Dview.png | WIDTH60_LENGTH40_HIGHT12_ORIENTATION270_WINDOWSRATIO30%_SKYLIGHTRATIO30%.json
60 | 50 | 12 | 180 | 40% | 10% | 9000 | 28 | 38 | 0.96 | 0.24 | 46.042 | 0.85382 | 46.8958 | WIDTH30_LENGTH50_HIGHT12_ORIENTATION270_WINDOWSRATIO30%_SKYLIGHTRATIO30%_3Dview.png | WIDTH30_LENGTH50_HIGHT12_ORIENTATION270_WINDOWSRATIO30%_SKYLIGHTRATIO30%.json
50 | 60 | 12 | 180 | 40% | 10% | 9000 | 38 | 28 | 0.96 | 0.24 | 46.0231 | 0.87249 | 46.8956 | WIDTH40_LENGTH50_HIGHT12_ORIENTATION270_WINDOWSRATIO30%_SKYLIGHTRATIO30%_3Dview.png | WIDTH40_LENGTH50_HIGHT12_ORIENTATION270_WINDOWSRATIO30%_SKYLIGHTRATIO30%.json
60 | 50 | 12 | 225 | 40% | 10% | 9000 | 28 | 38 | 0.96 | 0.24 | 45.9197 | 0.92186 | 46.8416 | WIDTH50_LENGTH50_HIGHT12_ORIENTATION270_WINDOWSRATIO30%_SKYLIGHTRATIO30%_3Dview.png | WIDTH50_LENGTH50_HIGHT12_ORIENTATION270_WINDOWSRATIO30%_SKYLIGHTRATIO30%.json
50 | 60 | 12 | 225 | 40% | 10% | 9000 | 38 | 28 | 0.96 | 0.24 | 45.923 | 0.91971 | 46.8427 | WIDTH60_LENGTH50_HIGHT12_ORIENTATION270_WINDOWSRATIO30%_SKYLIGHTRATIO30%_3Dview.png | WIDTH60_LENGTH50_HIGHT12_ORIENTATION270_WINDOWSRATIO30%_SKYLIGHTRATIO30%.json
60 | 50 | 12 | 270 | 40% | 10% | 9000 | 28 | 38 | 0.96 | 0.24 | 46.0222 | 0.87194 | 46.8941 | WIDTH30_LENGTH60_HIGHT12_ORIENTATION270_WINDOWSRATIO30%_SKYLIGHTRATIO30%_3Dview.png | WIDTH30_LENGTH60_HIGHT12_ORIENTATION270_WINDOWSRATIO30%_SKYLIGHTRATIO30%.json
50 | 60 | 12 | 270 | 40% | 10% | 9000 | 38 | 28 | 0.96 | 0.24 | 46.0419 | 0.85271 | 46.8946 | WIDTH40_LENGTH60_HIGHT12_ORIENTATION270_WINDOWSRATIO30%_SKYLIGHTRATIO30%_3Dview.png | WIDTH40_LENGTH60_HIGHT12_ORIENTATION270_WINDOWSRATIO30%_SKYLIGHTRATIO30%.json
60 | 50 | 12 | 315 | 40% | 10% | 9000 | 28 | 38 | 0.96 | 0.24 | 45.9232 | 0.91935 | 46.8426 | WIDTH50_LENGTH60_HIGHT12_ORIENTATION270_WINDOWSRATIO30%_SKYLIGHTRATIO30%_3Dview.png | WIDTH50_LENGTH60_HIGHT12_ORIENTATION270_WINDOWSRATIO30%_SKYLIGHTRATIO30%.json
50 | 60 | 12 | 315 | 40% | 10% | 9000 | 38 | 28 | 0.96 | 0.24 | 45.919 | 0.92192 | 46.8409 | WIDTH60_LENGTH60_HIGHT12_ORIENTATION270_WINDOWSRATIO30%_SKYLIGHTRATIO30%_3Dview.png | WIDTH60_LENGTH60_HIGHT12_ORIENTATION270_WINDOWSRATIO30%_SKYLIGHTRATIO30%.json
60 | 50 | 12 | 0 | 10% | 20% | 9000 | 28 | 38 | 0.96 | 0.24 | 44.6677 | 1.2014 | 45.8691 | WIDTH30_LENGTH30_HIGHT16_ORIENTATION270_WINDOWSRATIO30%_SKYLIGHTRATIO30%_3Dview.png | WIDTH30_LENGTH30_HIGHT16_ORIENTATION270_WINDOWSRATIO30%_SKYLIGHTRATIO30%.json
50 | 60 | 12 | 0 | 10% | 20% | 9000 | 38 | 28 | 0.96 | 0.24 | 44.6675 | 1.2134 | 45.8809 | WIDTH40_LENGTH30_HIGHT16_ORIENTATION270_WINDOWSRATIO30%_SKYLIGHTRATIO30%_3Dview.png | WIDTH40_LENGTH30_HIGHT16_ORIENTATION270_WINDOWSRATIO30%_SKYLIGHTRATIO30%.json
60 | 50 | 12 | 45 | 10% | 20% | 9000 | 28 | 38 | 0.96 | 0.24 | 44.5865 | 1.2492 | 45.8358 | WIDTH50_LENGTH30_HIGHT16_ORIENTATION270_WINDOWSRATIO30%_SKYLIGHTRATIO30%_3Dview.png | WIDTH50_LENGTH30_HIGHT16_ORIENTATION270_WINDOWSRATIO30%_SKYLIGHTRATIO30%.json
50 | 60 | 12 | 45 | 10% | 20% | 9000 | 38 | 28 | 0.96 | 0.24 | 44.5679 | 1.2529 | 45.8208 | WIDTH60_LENGTH30_HIGHT16_ORIENTATION270_WINDOWSRATIO30%_SKYLIGHTRATIO30%_3Dview.png | WIDTH60_LENGTH30_HIGHT16_ORIENTATION270_WINDOWSRATIO30%_SKYLIGHTRATIO30%.json
60 | 50 | 12 | 90 | 10% | 20% | 9000 | 28 | 38 | 0.96 | 0.24 | 44.6679 | 1.2127 | 45.8805 | WIDTH30_LENGTH40_HIGHT16_ORIENTATION270_WINDOWSRATIO30%_SKYLIGHTRATIO30%_3Dview.png | WIDTH30_LENGTH40_HIGHT16_ORIENTATION270_WINDOWSRATIO30%_SKYLIGHTRATIO30%.json
50 | 60 | 12 | 90 | 10% | 20% | 9000 | 38 | 28 | 0.96 | 0.24 | 44.6686 | 1.2001 | 45.8686 | WIDTH40_LENGTH40_HIGHT16_ORIENTATION270_WINDOWSRATIO30%_SKYLIGHTRATIO30%_3Dview.png | WIDTH40_LENGTH40_HIGHT16_ORIENTATION270_WINDOWSRATIO30%_SKYLIGHTRATIO30%.json
60 | 50 | 12 | 135 | 10% | 20% | 9000 | 28 | 38 | 0.96 | 0.24 | 44.5813 | 1.2483 | 45.8296 | WIDTH50_LENGTH40_HIGHT16_ORIENTATION270_WINDOWSRATIO30%_SKYLIGHTRATIO30%_3Dview.png | WIDTH50_LENGTH40_HIGHT16_ORIENTATION270_WINDOWSRATIO30%_SKYLIGHTRATIO30%.json
50 | 60 | 12 | 135 | 10% | 20% | 9000 | 38 | 28 | 0.96 | 0.24 | 44.59 | 1.2471 | 45.8372 | WIDTH60_LENGTH40_HIGHT16_ORIENTATION270_WINDOWSRATIO30%_SKYLIGHTRATIO30%_3Dview.png | WIDTH60_LENGTH40_HIGHT16_ORIENTATION270_WINDOWSRATIO30%_SKYLIGHTRATIO30%.json
60 | 50 | 12 | 180 | 10% | 20% | 9000 | 28 | 38 | 0.96 | 0.24 | 44.6677 | 1.2014 | 45.8691 | WIDTH30_LENGTH50_HIGHT16_ORIENTATION270_WINDOWSRATIO30%_SKYLIGHTRATIO30%_3Dview.png | WIDTH30_LENGTH50_HIGHT16_ORIENTATION270_WINDOWSRATIO30%_SKYLIGHTRATIO30%.json
50 | 60 | 12 | 180 | 10% | 20% | 9000 | 38 | 28 | 0.96 | 0.24 | 44.6675 | 1.2134 | 45.8809 | WIDTH40_LENGTH50_HIGHT16_ORIENTATION270_WINDOWSRATIO30%_SKYLIGHTRATIO30%_3Dview.png | WIDTH40_LENGTH50_HIGHT16_ORIENTATION270_WINDOWSRATIO30%_SKYLIGHTRATIO30%.json
60 | 50 | 12 | 225 | 10% | 20% | 9000 | 28 | 38 | 0.96 | 0.24 | 44.5919 | 1.2474 | 45.8393 | WIDTH50_LENGTH50_HIGHT16_ORIENTATION270_WINDOWSRATIO30%_SKYLIGHTRATIO30%_3Dview.png | WIDTH50_LENGTH50_HIGHT16_ORIENTATION270_WINDOWSRATIO30%_SKYLIGHTRATIO30%.json
50 | 60 | 12 | 225 | 10% | 20% | 9000 | 38 | 28 | 0.96 | 0.24 | 44.5715 | 1.2511 | 45.8227 | WIDTH60_LENGTH50_HIGHT16_ORIENTATION270_WINDOWSRATIO30%_SKYLIGHTRATIO30%_3Dview.png | WIDTH60_LENGTH50_HIGHT16_ORIENTATION270_WINDOWSRATIO30%_SKYLIGHTRATIO30%.json
60 | 50 | 12 | 270 | 10% | 20% | 9000 | 28 | 38 | 0.96 | 0.24 | 44.6679 | 1.2127 | 45.8805 | WIDTH30_LENGTH60_HIGHT16_ORIENTATION270_WINDOWSRATIO30%_SKYLIGHTRATIO30%_3Dview.png | WIDTH30_LENGTH60_HIGHT16_ORIENTATION270_WINDOWSRATIO30%_SKYLIGHTRATIO30%.json
50 | 60 | 12 | 270 | 10% | 20% | 9000 | 38 | 28 | 0.96 | 0.24 | 44.6686 | 1.2001 | 45.8686 | WIDTH40_LENGTH60_HIGHT16_ORIENTATION270_WINDOWSRATIO30%_SKYLIGHTRATIO30%_3Dview.png | WIDTH40_LENGTH60_HIGHT16_ORIENTATION270_WINDOWSRATIO30%_SKYLIGHTRATIO30%.json
60 | 50 | 12 | 315 | 10% | 20% | 9000 | 28 | 38 | 0.96 | 0.24 | 44.5844 | 1.2477 | 45.8321 | WIDTH50_LENGTH60_HIGHT16_ORIENTATION270_WINDOWSRATIO30%_SKYLIGHTRATIO30%_3Dview.png | WIDTH50_LENGTH60_HIGHT16_ORIENTATION270_WINDOWSRATIO30%_SKYLIGHTRATIO30%.json
50 | 60 | 12 | 315 | 10% | 20% | 9000 | 38 | 28 | 0.96 | 0.24 | 44.5829 | 1.25 | 45.8329 | WIDTH60_LENGTH60_HIGHT16_ORIENTATION270_WINDOWSRATIO30%_SKYLIGHTRATIO30%_3Dview.png | WIDTH60_LENGTH60_HIGHT16_ORIENTATION270_WINDOWSRATIO30%_SKYLIGHTRATIO30%.json
60 | 50 | 12 | 0 | 20% | 20% | 9000 | 28 | 38 | 0.96 | 0.24 | 45.3862 | 1.0259 | 46.4121 | WIDTH30_LENGTH30_HIGHT8_ORIENTATION315_WINDOWSRATIO30%_SKYLIGHTRATIO30%_3Dview.png | WIDTH30_LENGTH30_HIGHT8_ORIENTATION315_WINDOWSRATIO30%_SKYLIGHTRATIO30%.json
50 | 60 | 12 | 0 | 20% | 20% | 9000 | 38 | 28 | 0.96 | 0.24 | 45.3799 | 1.0402 | 46.4201 | WIDTH40_LENGTH30_HIGHT8_ORIENTATION315_WINDOWSRATIO30%_SKYLIGHTRATIO30%_3Dview.png | WIDTH40_LENGTH30_HIGHT8_ORIENTATION315_WINDOWSRATIO30%_SKYLIGHTRATIO30%.json
60 | 50 | 12 | 45 | 20% | 20% | 9000 | 28 | 38 | 0.96 | 0.24 | 45.2921 | 1.0816 | 46.3737 | WIDTH50_LENGTH30_HIGHT8_ORIENTATION315_WINDOWSRATIO30%_SKYLIGHTRATIO30%_3Dview.png | WIDTH50_LENGTH30_HIGHT8_ORIENTATION315_WINDOWSRATIO30%_SKYLIGHTRATIO30%.json
50 | 60 | 12 | 45 | 20% | 20% | 9000 | 38 | 28 | 0.96 | 0.24 | 45.2751 | 1.0852 | 46.3603 | WIDTH60_LENGTH30_HIGHT8_ORIENTATION315_WINDOWSRATIO30%_SKYLIGHTRATIO30%_3Dview.png | WIDTH60_LENGTH30_HIGHT8_ORIENTATION315_WINDOWSRATIO30%_SKYLIGHTRATIO30%.json
60 | 50 | 12 | 90 | 20% | 20% | 9000 | 28 | 38 | 0.96 | 0.24 | 45.3823 | 1.0403 | 46.4226 | WIDTH30_LENGTH40_HIGHT8_ORIENTATION315_WINDOWSRATIO30%_SKYLIGHTRATIO30%_3Dview.png | WIDTH30_LENGTH40_HIGHT8_ORIENTATION315_WINDOWSRATIO30%_SKYLIGHTRATIO30%.json
50 | 60 | 12 | 90 | 20% | 20% | 9000 | 38 | 28 | 0.96 | 0.24 | 45.3877 | 1.0243 | 46.412 | WIDTH40_LENGTH40_HIGHT8_ORIENTATION315_WINDOWSRATIO30%_SKYLIGHTRATIO30%_3Dview.png | WIDTH40_LENGTH40_HIGHT8_ORIENTATION315_WINDOWSRATIO30%_SKYLIGHTRATIO30%.json
60 | 50 | 12 | 135 | 20% | 20% | 9000 | 28 | 38 | 0.96 | 0.24 | 45.2875 | 1.081 | 46.3684 | WIDTH50_LENGTH40_HIGHT8_ORIENTATION315_WINDOWSRATIO30%_SKYLIGHTRATIO30%_3Dview.png | WIDTH50_LENGTH40_HIGHT8_ORIENTATION315_WINDOWSRATIO30%_SKYLIGHTRATIO30%.json
50 | 60 | 12 | 135 | 20% | 20% | 9000 | 38 | 28 | 0.96 | 0.24 | 45.2953 | 1.0798 | 46.3751 | WIDTH60_LENGTH40_HIGHT8_ORIENTATION315_WINDOWSRATIO30%_SKYLIGHTRATIO30%_3Dview.png | WIDTH60_LENGTH40_HIGHT8_ORIENTATION315_WINDOWSRATIO30%_SKYLIGHTRATIO30%.json
60 | 50 | 12 | 180 | 20% | 20% | 9000 | 28 | 38 | 0.96 | 0.24 | 45.3862 | 1.0259 | 46.4121 | WIDTH30_LENGTH50_HIGHT8_ORIENTATION315_WINDOWSRATIO30%_SKYLIGHTRATIO30%_3Dview.png | WIDTH30_LENGTH50_HIGHT8_ORIENTATION315_WINDOWSRATIO30%_SKYLIGHTRATIO30%.json
50 | 60 | 12 | 180 | 20% | 20% | 9000 | 38 | 28 | 0.96 | 0.24 | 45.3799 | 1.0402 | 46.4201 | WIDTH40_LENGTH50_HIGHT8_ORIENTATION315_WINDOWSRATIO30%_SKYLIGHTRATIO30%_3Dview.png | WIDTH40_LENGTH50_HIGHT8_ORIENTATION315_WINDOWSRATIO30%_SKYLIGHTRATIO30%.json
60 | 50 | 12 | 225 | 20% | 20% | 9000 | 28 | 38 | 0.96 | 0.24 | 45.2967 | 1.08 | 46.3767 | WIDTH50_LENGTH50_HIGHT8_ORIENTATION315_WINDOWSRATIO30%_SKYLIGHTRATIO30%_3Dview.png | WIDTH50_LENGTH50_HIGHT8_ORIENTATION315_WINDOWSRATIO30%_SKYLIGHTRATIO30%.json
50 | 60 | 12 | 225 | 20% | 20% | 9000 | 38 | 28 | 0.96 | 0.24 | 45.2786 | 1.0836 | 46.3621 | WIDTH60_LENGTH50_HIGHT8_ORIENTATION315_WINDOWSRATIO30%_SKYLIGHTRATIO30%_3Dview.png | WIDTH60_LENGTH50_HIGHT8_ORIENTATION315_WINDOWSRATIO30%_SKYLIGHTRATIO30%.json
60 | 50 | 12 | 270 | 20% | 20% | 9000 | 28 | 38 | 0.96 | 0.24 | 45.3823 | 1.0403 | 46.4226 | WIDTH30_LENGTH60_HIGHT8_ORIENTATION315_WINDOWSRATIO30%_SKYLIGHTRATIO30%_3Dview.png | WIDTH30_LENGTH60_HIGHT8_ORIENTATION315_WINDOWSRATIO30%_SKYLIGHTRATIO30%.json
50 | 60 | 12 | 270 | 20% | 20% | 9000 | 38 | 28 | 0.96 | 0.24 | 45.3877 | 1.0243 | 46.412 | WIDTH40_LENGTH60_HIGHT8_ORIENTATION315_WINDOWSRATIO30%_SKYLIGHTRATIO30%_3Dview.png | WIDTH40_LENGTH60_HIGHT8_ORIENTATION315_WINDOWSRATIO30%_SKYLIGHTRATIO30%.json
60 | 50 | 12 | 315 | 20% | 20% | 9000 | 28 | 38 | 0.96 | 0.24 | 45.2901 | 1.0804 | 46.3705 | WIDTH50_LENGTH60_HIGHT8_ORIENTATION315_WINDOWSRATIO30%_SKYLIGHTRATIO30%_3Dview.png | WIDTH50_LENGTH60_HIGHT8_ORIENTATION315_WINDOWSRATIO30%_SKYLIGHTRATIO30%.json
50 | 60 | 12 | 315 | 20% | 20% | 9000 | 38 | 28 | 0.96 | 0.24 | 45.2887 | 1.0823 | 46.371 | WIDTH60_LENGTH60_HIGHT8_ORIENTATION315_WINDOWSRATIO30%_SKYLIGHTRATIO30%_3Dview.png | WIDTH60_LENGTH60_HIGHT8_ORIENTATION315_WINDOWSRATIO30%_SKYLIGHTRATIO30%.json
60 | 50 | 12 | 0 | 30% | 20% | 9000 | 28 | 38 | 0.96 | 0.24 | 45.9581 | 0.87988 | 46.838 | WIDTH30_LENGTH30_HIGHT12_ORIENTATION315_WINDOWSRATIO30%_SKYLIGHTRATIO30%_3Dview.png | WIDTH30_LENGTH30_HIGHT12_ORIENTATION315_WINDOWSRATIO30%_SKYLIGHTRATIO30%.json
50 | 60 | 12 | 0 | 30% | 20% | 9000 | 38 | 28 | 0.96 | 0.24 | 45.9456 | 0.89793 | 46.8435 | WIDTH40_LENGTH30_HIGHT12_ORIENTATION315_WINDOWSRATIO30%_SKYLIGHTRATIO30%_3Dview.png | WIDTH40_LENGTH30_HIGHT12_ORIENTATION315_WINDOWSRATIO30%_SKYLIGHTRATIO30%.json
60 | 50 | 12 | 45 | 30% | 20% | 9000 | 28 | 38 | 0.96 | 0.24 | 45.8474 | 0.94408 | 46.7914 | WIDTH50_LENGTH30_HIGHT12_ORIENTATION315_WINDOWSRATIO30%_SKYLIGHTRATIO30%_3Dview.png | WIDTH50_LENGTH30_HIGHT12_ORIENTATION315_WINDOWSRATIO30%_SKYLIGHTRATIO30%.json
50 | 60 | 12 | 45 | 30% | 20% | 9000 | 38 | 28 | 0.96 | 0.24 | 45.8344 | 0.94751 | 46.7819 | WIDTH60_LENGTH30_HIGHT12_ORIENTATION315_WINDOWSRATIO30%_SKYLIGHTRATIO30%_3Dview.png | WIDTH60_LENGTH30_HIGHT12_ORIENTATION315_WINDOWSRATIO30%_SKYLIGHTRATIO30%.json
60 | 50 | 12 | 90 | 30% | 20% | 9000 | 28 | 38 | 0.96 | 0.24 | 45.9457 | 0.89733 | 46.843 | WIDTH30_LENGTH40_HIGHT12_ORIENTATION315_WINDOWSRATIO30%_SKYLIGHTRATIO30%_3Dview.png | WIDTH30_LENGTH40_HIGHT12_ORIENTATION315_WINDOWSRATIO30%_SKYLIGHTRATIO30%.json
50 | 60 | 12 | 90 | 30% | 20% | 9000 | 38 | 28 | 0.96 | 0.24 | 45.9592 | 0.87984 | 46.839 | WIDTH40_LENGTH40_HIGHT12_ORIENTATION315_WINDOWSRATIO30%_SKYLIGHTRATIO30%_3Dview.png | WIDTH40_LENGTH40_HIGHT12_ORIENTATION315_WINDOWSRATIO30%_SKYLIGHTRATIO30%.json
60 | 50 | 12 | 135 | 30% | 20% | 9000 | 28 | 38 | 0.96 | 0.24 | 45.8455 | 0.94356 | 46.789 | WIDTH50_LENGTH40_HIGHT12_ORIENTATION315_WINDOWSRATIO30%_SKYLIGHTRATIO30%_3Dview.png | WIDTH50_LENGTH40_HIGHT12_ORIENTATION315_WINDOWSRATIO30%_SKYLIGHTRATIO30%.json
50 | 60 | 12 | 135 | 30% | 20% | 9000 | 38 | 28 | 0.96 | 0.24 | 45.85 | 0.94239 | 46.7923 | WIDTH60_LENGTH40_HIGHT12_ORIENTATION315_WINDOWSRATIO30%_SKYLIGHTRATIO30%_3Dview.png | WIDTH60_LENGTH40_HIGHT12_ORIENTATION315_WINDOWSRATIO30%_SKYLIGHTRATIO30%.json
60 | 50 | 12 | 180 | 30% | 20% | 9000 | 28 | 38 | 0.96 | 0.24 | 45.9581 | 0.87988 | 46.838 | WIDTH30_LENGTH50_HIGHT12_ORIENTATION315_WINDOWSRATIO30%_SKYLIGHTRATIO30%_3Dview.png | WIDTH30_LENGTH50_HIGHT12_ORIENTATION315_WINDOWSRATIO30%_SKYLIGHTRATIO30%.json
50 | 60 | 12 | 180 | 30% | 20% | 9000 | 38 | 28 | 0.96 | 0.24 | 45.9456 | 0.89793 | 46.8435 | WIDTH40_LENGTH50_HIGHT12_ORIENTATION315_WINDOWSRATIO30%_SKYLIGHTRATIO30%_3Dview.png | WIDTH40_LENGTH50_HIGHT12_ORIENTATION315_WINDOWSRATIO30%_SKYLIGHTRATIO30%.json
60 | 50 | 12 | 225 | 30% | 20% | 9000 | 28 | 38 | 0.96 | 0.24 | 45.8511 | 0.94278 | 46.7938 | WIDTH50_LENGTH50_HIGHT12_ORIENTATION315_WINDOWSRATIO30%_SKYLIGHTRATIO30%_3Dview.png | WIDTH50_LENGTH50_HIGHT12_ORIENTATION315_WINDOWSRATIO30%_SKYLIGHTRATIO30%.json
50 | 60 | 12 | 225 | 30% | 20% | 9000 | 38 | 28 | 0.96 | 0.24 | 45.8375 | 0.94598 | 46.7835 | WIDTH60_LENGTH50_HIGHT12_ORIENTATION315_WINDOWSRATIO30%_SKYLIGHTRATIO30%_3Dview.png | WIDTH60_LENGTH50_HIGHT12_ORIENTATION315_WINDOWSRATIO30%_SKYLIGHTRATIO30%.json
60 | 50 | 12 | 270 | 30% | 20% | 9000 | 28 | 38 | 0.96 | 0.24 | 45.9457 | 0.89733 | 46.843 | WIDTH30_LENGTH60_HIGHT12_ORIENTATION315_WINDOWSRATIO30%_SKYLIGHTRATIO30%_3Dview.png | WIDTH30_LENGTH60_HIGHT12_ORIENTATION315_WINDOWSRATIO30%_SKYLIGHTRATIO30%.json
50 | 60 | 12 | 270 | 30% | 20% | 9000 | 38 | 28 | 0.96 | 0.24 | 45.9592 | 0.87984 | 46.839 | WIDTH40_LENGTH60_HIGHT12_ORIENTATION315_WINDOWSRATIO30%_SKYLIGHTRATIO30%_3Dview.png | WIDTH40_LENGTH60_HIGHT12_ORIENTATION315_WINDOWSRATIO30%_SKYLIGHTRATIO30%.json
60 | 50 | 12 | 315 | 30% | 20% | 9000 | 28 | 38 | 0.96 | 0.24 | 45.8471 | 0.94333 | 46.7904 | WIDTH50_LENGTH60_HIGHT12_ORIENTATION315_WINDOWSRATIO30%_SKYLIGHTRATIO30%_3Dview.png | WIDTH50_LENGTH60_HIGHT12_ORIENTATION315_WINDOWSRATIO30%_SKYLIGHTRATIO30%.json
50 | 60 | 12 | 315 | 30% | 20% | 9000 | 38 | 28 | 0.96 | 0.24 | 45.8446 | 0.94493 | 46.7896 | WIDTH60_LENGTH60_HIGHT12_ORIENTATION315_WINDOWSRATIO30%_SKYLIGHTRATIO30%_3Dview.png | WIDTH60_LENGTH60_HIGHT12_ORIENTATION315_WINDOWSRATIO30%_SKYLIGHTRATIO30%.json
60 | 50 | 12 | 0 | 40% | 20% | 9000 | 28 | 38 | 0.96 | 0.24 | 46.4056 | 0.76325 | 47.1689 | WIDTH30_LENGTH30_HIGHT16_ORIENTATION315_WINDOWSRATIO30%_SKYLIGHTRATIO30%_3Dview.png | WIDTH30_LENGTH30_HIGHT16_ORIENTATION315_WINDOWSRATIO30%_SKYLIGHTRATIO30%.json
50 | 60 | 12 | 0 | 40% | 20% | 9000 | 38 | 28 | 0.96 | 0.24 | 46.3832 | 0.78033 | 47.1635 | WIDTH40_LENGTH30_HIGHT16_ORIENTATION315_WINDOWSRATIO30%_SKYLIGHTRATIO30%_3Dview.png | WIDTH40_LENGTH30_HIGHT16_ORIENTATION315_WINDOWSRATIO30%_SKYLIGHTRATIO30%.json
60 | 50 | 12 | 45 | 40% | 20% | 9000 | 28 | 38 | 0.96 | 0.24 | 46.2824 | 0.82555 | 47.108 | WIDTH50_LENGTH30_HIGHT16_ORIENTATION315_WINDOWSRATIO30%_SKYLIGHTRATIO30%_3Dview.png | WIDTH50_LENGTH30_HIGHT16_ORIENTATION315_WINDOWSRATIO30%_SKYLIGHTRATIO30%.json
50 | 60 | 12 | 45 | 40% | 20% | 9000 | 38 | 28 | 0.96 | 0.24 | 46.2727 | 0.82877 | 47.1014 | WIDTH60_LENGTH30_HIGHT16_ORIENTATION315_WINDOWSRATIO30%_SKYLIGHTRATIO30%_3Dview.png | WIDTH60_LENGTH30_HIGHT16_ORIENTATION315_WINDOWSRATIO30%_SKYLIGHTRATIO30%.json
60 | 50 | 12 | 90 | 40% | 20% | 9000 | 28 | 38 | 0.96 | 0.24 | 46.3834 | 0.7796 | 47.163 | WIDTH30_LENGTH40_HIGHT16_ORIENTATION315_WINDOWSRATIO30%_SKYLIGHTRATIO30%_3Dview.png | WIDTH30_LENGTH40_HIGHT16_ORIENTATION315_WINDOWSRATIO30%_SKYLIGHTRATIO30%.json
50 | 60 | 12 | 90 | 40% | 20% | 9000 | 38 | 28 | 0.96 | 0.24 | 46.4071 | 0.76184 | 47.1689 | WIDTH40_LENGTH40_HIGHT16_ORIENTATION315_WINDOWSRATIO30%_SKYLIGHTRATIO30%_3Dview.png | WIDTH40_LENGTH40_HIGHT16_ORIENTATION315_WINDOWSRATIO30%_SKYLIGHTRATIO30%.json
60 | 50 | 12 | 135 | 40% | 20% | 9000 | 28 | 38 | 0.96 | 0.24 | 46.2834 | 0.82506 | 47.1084 | WIDTH50_LENGTH40_HIGHT16_ORIENTATION315_WINDOWSRATIO30%_SKYLIGHTRATIO30%_3Dview.png | WIDTH50_LENGTH40_HIGHT16_ORIENTATION315_WINDOWSRATIO30%_SKYLIGHTRATIO30%.json
50 | 60 | 12 | 135 | 40% | 20% | 9000 | 38 | 28 | 0.96 | 0.24 | 46.2849 | 0.82392 | 47.1088 | WIDTH60_LENGTH40_HIGHT16_ORIENTATION315_WINDOWSRATIO30%_SKYLIGHTRATIO30%_3Dview.png | WIDTH60_LENGTH40_HIGHT16_ORIENTATION315_WINDOWSRATIO30%_SKYLIGHTRATIO30%.json
60 | 50 | 12 | 180 | 40% | 20% | 9000 | 28 | 38 | 0.96 | 0.24 | 46.4056 | 0.76325 | 47.1689 | WIDTH30_LENGTH50_HIGHT16_ORIENTATION315_WINDOWSRATIO30%_SKYLIGHTRATIO30%_3Dview.png | WIDTH30_LENGTH50_HIGHT16_ORIENTATION315_WINDOWSRATIO30%_SKYLIGHTRATIO30%.json
50 | 60 | 12 | 180 | 40% | 20% | 9000 | 38 | 28 | 0.96 | 0.24 | 46.3832 | 0.78033 | 47.1635 | WIDTH40_LENGTH50_HIGHT16_ORIENTATION315_WINDOWSRATIO30%_SKYLIGHTRATIO30%_3Dview.png | WIDTH40_LENGTH50_HIGHT16_ORIENTATION315_WINDOWSRATIO30%_SKYLIGHTRATIO30%.json
60 | 50 | 12 | 225 | 40% | 20% | 9000 | 28 | 38 | 0.96 | 0.24 | 46.2857 | 0.82425 | 47.1099 | WIDTH50_LENGTH50_HIGHT16_ORIENTATION315_WINDOWSRATIO30%_SKYLIGHTRATIO30%_3Dview.png | WIDTH50_LENGTH50_HIGHT16_ORIENTATION315_WINDOWSRATIO30%_SKYLIGHTRATIO30%.json
50 | 60 | 12 | 225 | 40% | 20% | 9000 | 38 | 28 | 0.96 | 0.24 | 46.2759 | 0.82734 | 47.1033 | WIDTH60_LENGTH50_HIGHT16_ORIENTATION315_WINDOWSRATIO30%_SKYLIGHTRATIO30%_3Dview.png | WIDTH60_LENGTH50_HIGHT16_ORIENTATION315_WINDOWSRATIO30%_SKYLIGHTRATIO30%.json
60 | 50 | 12 | 270 | 40% | 20% | 9000 | 28 | 38 | 0.96 | 0.24 | 46.3834 | 0.7796 | 47.163 | WIDTH30_LENGTH60_HIGHT16_ORIENTATION315_WINDOWSRATIO30%_SKYLIGHTRATIO30%_3Dview.png | WIDTH30_LENGTH60_HIGHT16_ORIENTATION315_WINDOWSRATIO30%_SKYLIGHTRATIO30%.json
50 | 60 | 12 | 270 | 40% | 20% | 9000 | 38 | 28 | 0.96 | 0.24 | 46.4071 | 0.76184 | 47.1689 | WIDTH40_LENGTH60_HIGHT16_ORIENTATION315_WINDOWSRATIO30%_SKYLIGHTRATIO30%_3Dview.png | WIDTH40_LENGTH60_HIGHT16_ORIENTATION315_WINDOWSRATIO30%_SKYLIGHTRATIO30%.json
60 | 50 | 12 | 315 | 40% | 20% | 9000 | 28 | 38 | 0.96 | 0.24 | 46.2838 | 0.82481 | 47.1087 | WIDTH50_LENGTH60_HIGHT16_ORIENTATION315_WINDOWSRATIO30%_SKYLIGHTRATIO30%_3Dview.png | WIDTH50_LENGTH60_HIGHT16_ORIENTATION315_WINDOWSRATIO30%_SKYLIGHTRATIO30%.json
50 | 60 | 12 | 315 | 40% | 20% | 9000 | 38 | 28 | 0.96 | 0.24 | 46.2795 | 0.82621 | 47.1058 | WIDTH60_LENGTH60_HIGHT16_ORIENTATION315_WINDOWSRATIO30%_SKYLIGHTRATIO30%_3Dview.png | WIDTH60_LENGTH60_HIGHT16_ORIENTATION315_WINDOWSRATIO30%_SKYLIGHTRATIO30%.json
60 | 50 | 12 | 0 | 10% | 30% | 9000 | 28 | 38 | 0.96 | 0.24 | 47.4383 | 1.1061 | 48.5444 | WIDTH30_LENGTH30_HIGHT8_ORIENTATION0_WINDOWSRATIO40%_SKYLIGHTRATIO30%_3Dview.png | WIDTH30_LENGTH30_HIGHT8_ORIENTATION0_WINDOWSRATIO40%_SKYLIGHTRATIO30%.json
50 | 60 | 12 | 0 | 10% | 30% | 9000 | 38 | 28 | 0.96 | 0.24 | 47.4355 | 1.1179 | 48.5533 | WIDTH40_LENGTH30_HIGHT8_ORIENTATION0_WINDOWSRATIO40%_SKYLIGHTRATIO30%_3Dview.png | WIDTH40_LENGTH30_HIGHT8_ORIENTATION0_WINDOWSRATIO40%_SKYLIGHTRATIO30%.json
60 | 50 | 12 | 45 | 10% | 30% | 9000 | 28 | 38 | 0.96 | 0.24 | 47.3565 | 1.1534 | 48.5099 | WIDTH50_LENGTH30_HIGHT8_ORIENTATION0_WINDOWSRATIO40%_SKYLIGHTRATIO30%_3Dview.png | WIDTH50_LENGTH30_HIGHT8_ORIENTATION0_WINDOWSRATIO40%_SKYLIGHTRATIO30%.json
50 | 60 | 12 | 45 | 10% | 30% | 9000 | 38 | 28 | 0.96 | 0.24 | 47.3649 | 1.1481 | 48.513 | WIDTH60_LENGTH30_HIGHT8_ORIENTATION0_WINDOWSRATIO40%_SKYLIGHTRATIO30%_3Dview.png | WIDTH60_LENGTH30_HIGHT8_ORIENTATION0_WINDOWSRATIO40%_SKYLIGHTRATIO30%.json
60 | 50 | 12 | 90 | 10% | 30% | 9000 | 28 | 38 | 0.96 | 0.24 | 47.4366 | 1.1179 | 48.5546 | WIDTH30_LENGTH40_HIGHT8_ORIENTATION0_WINDOWSRATIO40%_SKYLIGHTRATIO30%_3Dview.png | WIDTH30_LENGTH40_HIGHT8_ORIENTATION0_WINDOWSRATIO40%_SKYLIGHTRATIO30%.json
50 | 60 | 12 | 90 | 10% | 30% | 9000 | 38 | 28 | 0.96 | 0.24 | 47.4385 | 1.1056 | 48.5442 | WIDTH40_LENGTH40_HIGHT8_ORIENTATION0_WINDOWSRATIO40%_SKYLIGHTRATIO30%_3Dview.png | WIDTH40_LENGTH40_HIGHT8_ORIENTATION0_WINDOWSRATIO40%_SKYLIGHTRATIO30%.json
60 | 50 | 12 | 135 | 10% | 30% | 9000 | 28 | 38 | 0.96 | 0.24 | 47.344 | 1.1554 | 48.4994 | WIDTH50_LENGTH40_HIGHT8_ORIENTATION0_WINDOWSRATIO40%_SKYLIGHTRATIO30%_3Dview.png | WIDTH50_LENGTH40_HIGHT8_ORIENTATION0_WINDOWSRATIO40%_SKYLIGHTRATIO30%.json
50 | 60 | 12 | 135 | 10% | 30% | 9000 | 38 | 28 | 0.96 | 0.24 | 47.3397 | 1.1621 | 48.5019 | WIDTH60_LENGTH40_HIGHT8_ORIENTATION0_WINDOWSRATIO40%_SKYLIGHTRATIO30%_3Dview.png | WIDTH60_LENGTH40_HIGHT8_ORIENTATION0_WINDOWSRATIO40%_SKYLIGHTRATIO30%.json
60 | 50 | 12 | 180 | 10% | 30% | 9000 | 28 | 38 | 0.96 | 0.24 | 47.4383 | 1.1061 | 48.5444 | WIDTH30_LENGTH50_HIGHT8_ORIENTATION0_WINDOWSRATIO40%_SKYLIGHTRATIO30%_3Dview.png | WIDTH30_LENGTH50_HIGHT8_ORIENTATION0_WINDOWSRATIO40%_SKYLIGHTRATIO30%.json
50 | 60 | 12 | 180 | 10% | 30% | 9000 | 38 | 28 | 0.96 | 0.24 | 47.4355 | 1.1179 | 48.5533 | WIDTH40_LENGTH50_HIGHT8_ORIENTATION0_WINDOWSRATIO40%_SKYLIGHTRATIO30%_3Dview.png | WIDTH40_LENGTH50_HIGHT8_ORIENTATION0_WINDOWSRATIO40%_SKYLIGHTRATIO30%.json
60 | 50 | 12 | 225 | 10% | 30% | 9000 | 28 | 38 | 0.96 | 0.24 | 47.3564 | 1.1534 | 48.5098 | WIDTH50_LENGTH50_HIGHT8_ORIENTATION0_WINDOWSRATIO40%_SKYLIGHTRATIO30%_3Dview.png | WIDTH50_LENGTH50_HIGHT8_ORIENTATION0_WINDOWSRATIO40%_SKYLIGHTRATIO30%.json
50 | 60 | 12 | 225 | 10% | 30% | 9000 | 38 | 28 | 0.96 | 0.24 | 47.3649 | 1.1481 | 48.513 | WIDTH60_LENGTH50_HIGHT8_ORIENTATION0_WINDOWSRATIO40%_SKYLIGHTRATIO30%_3Dview.png | WIDTH60_LENGTH50_HIGHT8_ORIENTATION0_WINDOWSRATIO40%_SKYLIGHTRATIO30%.json
60 | 50 | 12 | 270 | 10% | 30% | 9000 | 28 | 38 | 0.96 | 0.24 | 47.4366 | 1.1179 | 48.5546 | WIDTH30_LENGTH60_HIGHT8_ORIENTATION0_WINDOWSRATIO40%_SKYLIGHTRATIO30%_3Dview.png | WIDTH30_LENGTH60_HIGHT8_ORIENTATION0_WINDOWSRATIO40%_SKYLIGHTRATIO30%.json
50 | 60 | 12 | 270 | 10% | 30% | 9000 | 38 | 28 | 0.96 | 0.24 | 47.4385 | 1.1056 | 48.5442 | WIDTH40_LENGTH60_HIGHT8_ORIENTATION0_WINDOWSRATIO40%_SKYLIGHTRATIO30%_3Dview.png | WIDTH40_LENGTH60_HIGHT8_ORIENTATION0_WINDOWSRATIO40%_SKYLIGHTRATIO30%.json
60 | 50 | 12 | 315 | 10% | 30% | 9000 | 28 | 38 | 0.96 | 0.24 | 47.3536 | 1.1538 | 48.5075 | WIDTH50_LENGTH60_HIGHT8_ORIENTATION0_WINDOWSRATIO40%_SKYLIGHTRATIO30%_3Dview.png | WIDTH50_LENGTH60_HIGHT8_ORIENTATION0_WINDOWSRATIO40%_SKYLIGHTRATIO30%.json
50 | 60 | 12 | 315 | 10% | 30% | 9000 | 38 | 28 | 0.96 | 0.24 | 47.3446 | 1.162 | 48.5066 | WIDTH60_LENGTH60_HIGHT8_ORIENTATION0_WINDOWSRATIO40%_SKYLIGHTRATIO30%_3Dview.png | WIDTH60_LENGTH60_HIGHT8_ORIENTATION0_WINDOWSRATIO40%_SKYLIGHTRATIO30%.json
60 | 50 | 12 | 0 | 20% | 30% | 9000 | 28 | 38 | 0.96 | 0.24 | 48.1 | 0.94283 | 49.0429 | WIDTH30_LENGTH30_HIGHT12_ORIENTATION0_WINDOWSRATIO40%_SKYLIGHTRATIO30%_3Dview.png | WIDTH30_LENGTH30_HIGHT12_ORIENTATION0_WINDOWSRATIO40%_SKYLIGHTRATIO30%.json
50 | 60 | 12 | 0 | 20% | 30% | 9000 | 38 | 28 | 0.96 | 0.24 | 48.0919 | 0.95612 | 49.048 | WIDTH40_LENGTH30_HIGHT12_ORIENTATION0_WINDOWSRATIO40%_SKYLIGHTRATIO30%_3Dview.png | WIDTH40_LENGTH30_HIGHT12_ORIENTATION0_WINDOWSRATIO40%_SKYLIGHTRATIO30%.json
60 | 50 | 12 | 45 | 20% | 30% | 9000 | 28 | 38 | 0.96 | 0.24 | 48.0034 | 0.9955 | 48.9989 | WIDTH50_LENGTH30_HIGHT12_ORIENTATION0_WINDOWSRATIO40%_SKYLIGHTRATIO30%_3Dview.png | WIDTH50_LENGTH30_HIGHT12_ORIENTATION0_WINDOWSRATIO40%_SKYLIGHTRATIO30%.json
50 | 60 | 12 | 45 | 20% | 30% | 9000 | 38 | 28 | 0.96 | 0.24 | 48.0104 | 0.99143 | 49.0018 | WIDTH60_LENGTH30_HIGHT12_ORIENTATION0_WINDOWSRATIO40%_SKYLIGHTRATIO30%_3Dview.png | WIDTH60_LENGTH30_HIGHT12_ORIENTATION0_WINDOWSRATIO40%_SKYLIGHTRATIO30%.json
60 | 50 | 12 | 90 | 20% | 30% | 9000 | 28 | 38 | 0.96 | 0.24 | 48.0926 | 0.95539 | 49.048 | WIDTH30_LENGTH40_HIGHT12_ORIENTATION0_WINDOWSRATIO40%_SKYLIGHTRATIO30%_3Dview.png | WIDTH30_LENGTH40_HIGHT12_ORIENTATION0_WINDOWSRATIO40%_SKYLIGHTRATIO30%.json
50 | 60 | 12 | 90 | 20% | 30% | 9000 | 38 | 28 | 0.96 | 0.24 | 48.0996 | 0.94139 | 49.041 | WIDTH40_LENGTH40_HIGHT12_ORIENTATION0_WINDOWSRATIO40%_SKYLIGHTRATIO30%_3Dview.png | WIDTH40_LENGTH40_HIGHT12_ORIENTATION0_WINDOWSRATIO40%_SKYLIGHTRATIO30%.json
60 | 50 | 12 | 135 | 20% | 30% | 9000 | 28 | 38 | 0.96 | 0.24 | 47.9933 | 0.99688 | 48.9902 | WIDTH50_LENGTH40_HIGHT12_ORIENTATION0_WINDOWSRATIO40%_SKYLIGHTRATIO30%_3Dview.png | WIDTH50_LENGTH40_HIGHT12_ORIENTATION0_WINDOWSRATIO40%_SKYLIGHTRATIO30%.json
50 | 60 | 12 | 135 | 20% | 30% | 9000 | 38 | 28 | 0.96 | 0.24 | 47.9888 | 1.0018 | 48.9906 | WIDTH60_LENGTH40_HIGHT12_ORIENTATION0_WINDOWSRATIO40%_SKYLIGHTRATIO30%_3Dview.png | WIDTH60_LENGTH40_HIGHT12_ORIENTATION0_WINDOWSRATIO40%_SKYLIGHTRATIO30%.json
60 | 50 | 12 | 180 | 20% | 30% | 9000 | 28 | 38 | 0.96 | 0.24 | 48.1 | 0.94283 | 49.0429 | WIDTH30_LENGTH50_HIGHT12_ORIENTATION0_WINDOWSRATIO40%_SKYLIGHTRATIO30%_3Dview.png | WIDTH30_LENGTH50_HIGHT12_ORIENTATION0_WINDOWSRATIO40%_SKYLIGHTRATIO30%.json
50 | 60 | 12 | 180 | 20% | 30% | 9000 | 38 | 28 | 0.96 | 0.24 | 48.0919 | 0.95612 | 49.048 | WIDTH40_LENGTH50_HIGHT12_ORIENTATION0_WINDOWSRATIO40%_SKYLIGHTRATIO30%_3Dview.png | WIDTH40_LENGTH50_HIGHT12_ORIENTATION0_WINDOWSRATIO40%_SKYLIGHTRATIO30%.json
60 | 50 | 12 | 225 | 20% | 30% | 9000 | 28 | 38 | 0.96 | 0.24 | 48.0033 | 0.99553 | 48.9988 | WIDTH50_LENGTH50_HIGHT12_ORIENTATION0_WINDOWSRATIO40%_SKYLIGHTRATIO30%_3Dview.png | WIDTH50_LENGTH50_HIGHT12_ORIENTATION0_WINDOWSRATIO40%_SKYLIGHTRATIO30%.json
50 | 60 | 12 | 225 | 20% | 30% | 9000 | 38 | 28 | 0.96 | 0.24 | 48.0104 | 0.99143 | 49.0018 | WIDTH60_LENGTH50_HIGHT12_ORIENTATION0_WINDOWSRATIO40%_SKYLIGHTRATIO30%_3Dview.png | WIDTH60_LENGTH50_HIGHT12_ORIENTATION0_WINDOWSRATIO40%_SKYLIGHTRATIO30%.json
60 | 50 | 12 | 270 | 20% | 30% | 9000 | 28 | 38 | 0.96 | 0.24 | 48.0926 | 0.95539 | 49.048 | WIDTH30_LENGTH60_HIGHT12_ORIENTATION0_WINDOWSRATIO40%_SKYLIGHTRATIO30%_3Dview.png | WIDTH30_LENGTH60_HIGHT12_ORIENTATION0_WINDOWSRATIO40%_SKYLIGHTRATIO30%.json
50 | 60 | 12 | 270 | 20% | 30% | 9000 | 38 | 28 | 0.96 | 0.24 | 48.0996 | 0.94139 | 49.041 | WIDTH40_LENGTH60_HIGHT12_ORIENTATION0_WINDOWSRATIO40%_SKYLIGHTRATIO30%_3Dview.png | WIDTH40_LENGTH60_HIGHT12_ORIENTATION0_WINDOWSRATIO40%_SKYLIGHTRATIO30%.json
60 | 50 | 12 | 315 | 20% | 30% | 9000 | 28 | 38 | 0.96 | 0.24 | 48.0009 | 0.9946 | 48.9955 | WIDTH50_LENGTH60_HIGHT12_ORIENTATION0_WINDOWSRATIO40%_SKYLIGHTRATIO30%_3Dview.png | WIDTH50_LENGTH60_HIGHT12_ORIENTATION0_WINDOWSRATIO40%_SKYLIGHTRATIO30%.json
50 | 60 | 12 | 315 | 20% | 30% | 9000 | 38 | 28 | 0.96 | 0.24 | 47.992 | 1.0019 | 48.9939 | WIDTH60_LENGTH60_HIGHT12_ORIENTATION0_WINDOWSRATIO40%_SKYLIGHTRATIO30%_3Dview.png | WIDTH60_LENGTH60_HIGHT12_ORIENTATION0_WINDOWSRATIO40%_SKYLIGHTRATIO30%.json
60 | 50 | 12 | 0 | 30% | 30% | 9000 | 28 | 38 | 0.96 | 0.24 | 48.629 | 0.80519 | 49.4342 | WIDTH30_LENGTH30_HIGHT16_ORIENTATION0_WINDOWSRATIO40%_SKYLIGHTRATIO30%_3Dview.png | WIDTH30_LENGTH30_HIGHT16_ORIENTATION0_WINDOWSRATIO40%_SKYLIGHTRATIO30%.json
50 | 60 | 12 | 0 | 30% | 30% | 9000 | 38 | 28 | 0.96 | 0.24 | 48.6146 | 0.81986 | 49.4345 | WIDTH40_LENGTH30_HIGHT16_ORIENTATION0_WINDOWSRATIO40%_SKYLIGHTRATIO30%_3Dview.png | WIDTH40_LENGTH30_HIGHT16_ORIENTATION0_WINDOWSRATIO40%_SKYLIGHTRATIO30%.json
60 | 50 | 12 | 45 | 30% | 30% | 9000 | 28 | 38 | 0.96 | 0.24 | 48.5204 | 0.8653 | 49.3857 | WIDTH50_LENGTH30_HIGHT16_ORIENTATION0_WINDOWSRATIO40%_SKYLIGHTRATIO30%_3Dview.png | WIDTH50_LENGTH30_HIGHT16_ORIENTATION0_WINDOWSRATIO40%_SKYLIGHTRATIO30%.json
50 | 60 | 12 | 45 | 30% | 30% | 9000 | 38 | 28 | 0.96 | 0.24 | 48.5305 | 0.86013 | 49.3906 | WIDTH60_LENGTH30_HIGHT16_ORIENTATION0_WINDOWSRATIO40%_SKYLIGHTRATIO30%_3Dview.png | WIDTH60_LENGTH30_HIGHT16_ORIENTATION0_WINDOWSRATIO40%_SKYLIGHTRATIO30%.json
60 | 50 | 12 | 90 | 30% | 30% | 9000 | 28 | 38 | 0.96 | 0.24 | 48.6153 | 0.81912 | 49.4344 | WIDTH30_LENGTH40_HIGHT16_ORIENTATION0_WINDOWSRATIO40%_SKYLIGHTRATIO30%_3Dview.png | WIDTH30_LENGTH40_HIGHT16_ORIENTATION0_WINDOWSRATIO40%_SKYLIGHTRATIO30%.json
50 | 60 | 12 | 90 | 30% | 30% | 9000 | 38 | 28 | 0.96 | 0.24 | 48.6301 | 0.80237 | 49.4325 | WIDTH40_LENGTH40_HIGHT16_ORIENTATION0_WINDOWSRATIO40%_SKYLIGHTRATIO30%_3Dview.png | WIDTH40_LENGTH40_HIGHT16_ORIENTATION0_WINDOWSRATIO40%_SKYLIGHTRATIO30%.json
60 | 50 | 12 | 135 | 30% | 30% | 9000 | 28 | 38 | 0.96 | 0.24 | 48.5129 | 0.86639 | 49.3793 | WIDTH50_LENGTH40_HIGHT16_ORIENTATION0_WINDOWSRATIO40%_SKYLIGHTRATIO30%_3Dview.png | WIDTH50_LENGTH40_HIGHT16_ORIENTATION0_WINDOWSRATIO40%_SKYLIGHTRATIO30%.json
50 | 60 | 12 | 135 | 30% | 30% | 9000 | 38 | 28 | 0.96 | 0.24 | 48.5059 | 0.87125 | 49.3771 | WIDTH60_LENGTH40_HIGHT16_ORIENTATION0_WINDOWSRATIO40%_SKYLIGHTRATIO30%_3Dview.png | WIDTH60_LENGTH40_HIGHT16_ORIENTATION0_WINDOWSRATIO40%_SKYLIGHTRATIO30%.json
60 | 50 | 12 | 180 | 30% | 30% | 9000 | 28 | 38 | 0.96 | 0.24 | 48.629 | 0.80519 | 49.4342 | WIDTH30_LENGTH50_HIGHT16_ORIENTATION0_WINDOWSRATIO40%_SKYLIGHTRATIO30%_3Dview.png | WIDTH30_LENGTH50_HIGHT16_ORIENTATION0_WINDOWSRATIO40%_SKYLIGHTRATIO30%.json
50 | 60 | 12 | 180 | 30% | 30% | 9000 | 38 | 28 | 0.96 | 0.24 | 48.6146 | 0.81986 | 49.4345 | WIDTH40_LENGTH50_HIGHT16_ORIENTATION0_WINDOWSRATIO40%_SKYLIGHTRATIO30%_3Dview.png | WIDTH40_LENGTH50_HIGHT16_ORIENTATION0_WINDOWSRATIO40%_SKYLIGHTRATIO30%.json
60 | 50 | 12 | 225 | 30% | 30% | 9000 | 28 | 38 | 0.96 | 0.24 | 48.5203 | 0.86536 | 49.3856 | WIDTH50_LENGTH50_HIGHT16_ORIENTATION0_WINDOWSRATIO40%_SKYLIGHTRATIO30%_3Dview.png | WIDTH50_LENGTH50_HIGHT16_ORIENTATION0_WINDOWSRATIO40%_SKYLIGHTRATIO30%.json
50 | 60 | 12 | 225 | 30% | 30% | 9000 | 38 | 28 | 0.96 | 0.24 | 48.5305 | 0.86013 | 49.3906 | WIDTH60_LENGTH50_HIGHT16_ORIENTATION0_WINDOWSRATIO40%_SKYLIGHTRATIO30%_3Dview.png | WIDTH60_LENGTH50_HIGHT16_ORIENTATION0_WINDOWSRATIO40%_SKYLIGHTRATIO30%.json
60 | 50 | 12 | 270 | 30% | 30% | 9000 | 28 | 38 | 0.96 | 0.24 | 48.6153 | 0.81912 | 49.4344 | WIDTH30_LENGTH60_HIGHT16_ORIENTATION0_WINDOWSRATIO40%_SKYLIGHTRATIO30%_3Dview.png | WIDTH30_LENGTH60_HIGHT16_ORIENTATION0_WINDOWSRATIO40%_SKYLIGHTRATIO30%.json
50 | 60 | 12 | 270 | 30% | 30% | 9000 | 38 | 28 | 0.96 | 0.24 | 48.6301 | 0.80237 | 49.4325 | WIDTH40_LENGTH60_HIGHT16_ORIENTATION0_WINDOWSRATIO40%_SKYLIGHTRATIO30%_3Dview.png | WIDTH40_LENGTH60_HIGHT16_ORIENTATION0_WINDOWSRATIO40%_SKYLIGHTRATIO30%.json
60 | 50 | 12 | 315 | 30% | 30% | 9000 | 28 | 38 | 0.96 | 0.24 | 48.5188 | 0.8644 | 49.3832 | WIDTH50_LENGTH60_HIGHT16_ORIENTATION0_WINDOWSRATIO40%_SKYLIGHTRATIO30%_3Dview.png | WIDTH50_LENGTH60_HIGHT16_ORIENTATION0_WINDOWSRATIO40%_SKYLIGHTRATIO30%.json
50 | 60 | 12 | 315 | 30% | 30% | 9000 | 38 | 28 | 0.96 | 0.24 | 48.5083 | 0.87104 | 49.3794 | WIDTH60_LENGTH60_HIGHT16_ORIENTATION0_WINDOWSRATIO40%_SKYLIGHTRATIO30%_3Dview.png | WIDTH60_LENGTH60_HIGHT16_ORIENTATION0_WINDOWSRATIO40%_SKYLIGHTRATIO30%.json
60 | 50 | 12 | 0 | 40% | 30% | 9000 | 28 | 38 | 0.96 | 0.24 | 49.0435 | 0.695 | 49.7385 | WIDTH30_LENGTH30_HIGHT8_ORIENTATION45_WINDOWSRATIO40%_SKYLIGHTRATIO30%_3Dview.png | WIDTH30_LENGTH30_HIGHT8_ORIENTATION45_WINDOWSRATIO40%_SKYLIGHTRATIO30%.json
50 | 60 | 12 | 0 | 40% | 30% | 9000 | 38 | 28 | 0.96 | 0.24 | 49.0192 | 0.71071 | 49.7299 | WIDTH40_LENGTH30_HIGHT8_ORIENTATION45_WINDOWSRATIO40%_SKYLIGHTRATIO30%_3Dview.png | WIDTH40_LENGTH30_HIGHT8_ORIENTATION45_WINDOWSRATIO40%_SKYLIGHTRATIO30%.json
60 | 50 | 12 | 45 | 40% | 30% | 9000 | 28 | 38 | 0.96 | 0.24 | 48.9231 | 0.75608 | 49.6791 | WIDTH50_LENGTH30_HIGHT8_ORIENTATION45_WINDOWSRATIO40%_SKYLIGHTRATIO30%_3Dview.png | WIDTH50_LENGTH30_HIGHT8_ORIENTATION45_WINDOWSRATIO40%_SKYLIGHTRATIO30%.json
50 | 60 | 12 | 45 | 40% | 30% | 9000 | 38 | 28 | 0.96 | 0.24 | 48.9327 | 0.75205 | 49.6847 | WIDTH60_LENGTH30_HIGHT8_ORIENTATION45_WINDOWSRATIO40%_SKYLIGHTRATIO30%_3Dview.png | WIDTH60_LENGTH30_HIGHT8_ORIENTATION45_WINDOWSRATIO40%_SKYLIGHTRATIO30%.json
60 | 50 | 12 | 90 | 40% | 30% | 9000 | 28 | 38 | 0.96 | 0.24 | 49.0193 | 0.71002 | 49.7294 | WIDTH30_LENGTH40_HIGHT8_ORIENTATION45_WINDOWSRATIO40%_SKYLIGHTRATIO30%_3Dview.png | WIDTH30_LENGTH40_HIGHT8_ORIENTATION45_WINDOWSRATIO40%_SKYLIGHTRATIO30%.json
50 | 60 | 12 | 90 | 40% | 30% | 9000 | 38 | 28 | 0.96 | 0.24 | 49.0445 | 0.69344 | 49.7379 | WIDTH40_LENGTH40_HIGHT8_ORIENTATION45_WINDOWSRATIO40%_SKYLIGHTRATIO30%_3Dview.png | WIDTH40_LENGTH40_HIGHT8_ORIENTATION45_WINDOWSRATIO40%_SKYLIGHTRATIO30%.json
60 | 50 | 12 | 135 | 40% | 30% | 9000 | 28 | 38 | 0.96 | 0.24 | 48.9184 | 0.75778 | 49.6761 | WIDTH50_LENGTH40_HIGHT8_ORIENTATION45_WINDOWSRATIO40%_SKYLIGHTRATIO30%_3Dview.png | WIDTH50_LENGTH40_HIGHT8_ORIENTATION45_WINDOWSRATIO40%_SKYLIGHTRATIO30%.json
50 | 60 | 12 | 135 | 40% | 30% | 9000 | 38 | 28 | 0.96 | 0.24 | 48.9085 | 0.76241 | 49.6709 | WIDTH60_LENGTH40_HIGHT8_ORIENTATION45_WINDOWSRATIO40%_SKYLIGHTRATIO30%_3Dview.png | WIDTH60_LENGTH40_HIGHT8_ORIENTATION45_WINDOWSRATIO40%_SKYLIGHTRATIO30%.json
60 | 50 | 12 | 180 | 40% | 30% | 9000 | 28 | 38 | 0.96 | 0.24 | 49.0435 | 0.695 | 49.7385 | WIDTH30_LENGTH50_HIGHT8_ORIENTATION45_WINDOWSRATIO40%_SKYLIGHTRATIO30%_3Dview.png | WIDTH30_LENGTH50_HIGHT8_ORIENTATION45_WINDOWSRATIO40%_SKYLIGHTRATIO30%.json
50 | 60 | 12 | 180 | 40% | 30% | 9000 | 38 | 28 | 0.96 | 0.24 | 49.0192 | 0.71071 | 49.7299 | WIDTH40_LENGTH50_HIGHT8_ORIENTATION45_WINDOWSRATIO40%_SKYLIGHTRATIO30%_3Dview.png | WIDTH40_LENGTH50_HIGHT8_ORIENTATION45_WINDOWSRATIO40%_SKYLIGHTRATIO30%.json
60 | 50 | 12 | 225 | 40% | 30% | 9000 | 28 | 38 | 0.96 | 0.24 | 48.9229 | 0.75615 | 49.679 | WIDTH50_LENGTH50_HIGHT8_ORIENTATION45_WINDOWSRATIO40%_SKYLIGHTRATIO30%_3Dview.png | WIDTH50_LENGTH50_HIGHT8_ORIENTATION45_WINDOWSRATIO40%_SKYLIGHTRATIO30%.json
50 | 60 | 12 | 225 | 40% | 30% | 9000 | 38 | 28 | 0.96 | 0.24 | 48.9327 | 0.75205 | 49.6847 | WIDTH60_LENGTH50_HIGHT8_ORIENTATION45_WINDOWSRATIO40%_SKYLIGHTRATIO30%_3Dview.png | WIDTH60_LENGTH50_HIGHT8_ORIENTATION45_WINDOWSRATIO40%_SKYLIGHTRATIO30%.json
60 | 50 | 12 | 270 | 40% | 30% | 9000 | 28 | 38 | 0.96 | 0.24 | 49.0193 | 0.71002 | 49.7294 | WIDTH30_LENGTH60_HIGHT8_ORIENTATION45_WINDOWSRATIO40%_SKYLIGHTRATIO30%_3Dview.png | WIDTH30_LENGTH60_HIGHT8_ORIENTATION45_WINDOWSRATIO40%_SKYLIGHTRATIO30%.json
50 | 60 | 12 | 270 | 40% | 30% | 9000 | 38 | 28 | 0.96 | 0.24 | 49.0445 | 0.69344 | 49.7379 | WIDTH40_LENGTH60_HIGHT8_ORIENTATION45_WINDOWSRATIO40%_SKYLIGHTRATIO30%_3Dview.png | WIDTH40_LENGTH60_HIGHT8_ORIENTATION45_WINDOWSRATIO40%_SKYLIGHTRATIO30%.json
60 | 50 | 12 | 315 | 40% | 30% | 9000 | 28 | 38 | 0.96 | 0.24 | 48.9235 | 0.75598 | 49.6795 | WIDTH50_LENGTH60_HIGHT8_ORIENTATION45_WINDOWSRATIO40%_SKYLIGHTRATIO30%_3Dview.png | WIDTH50_LENGTH60_HIGHT8_ORIENTATION45_WINDOWSRATIO40%_SKYLIGHTRATIO30%.json
50 | 60 | 12 | 315 | 40% | 30% | 9000 | 38 | 28 | 0.96 | 0.24 | 48.9098 | 0.76291 | 49.6727 | WIDTH60_LENGTH60_HIGHT8_ORIENTATION45_WINDOWSRATIO40%_SKYLIGHTRATIO30%_3Dview.png | WIDTH60_LENGTH60_HIGHT8_ORIENTATION45_WINDOWSRATIO40%_SKYLIGHTRATIO30%.json
60 | 50 | 12 | 0 | 10% | 40% | 9000 | 28 | 38 | 0.96 | 0.24 | 47.675 | 1.0314 | 48.7064 | WIDTH30_LENGTH30_HIGHT12_ORIENTATION45_WINDOWSRATIO40%_SKYLIGHTRATIO30%_3Dview.png | WIDTH30_LENGTH30_HIGHT12_ORIENTATION45_WINDOWSRATIO40%_SKYLIGHTRATIO30%.json
50 | 60 | 12 | 0 | 10% | 40% | 9000 | 38 | 28 | 0.96 | 0.24 | 47.6699 | 1.0449 | 48.7148 | WIDTH40_LENGTH30_HIGHT12_ORIENTATION45_WINDOWSRATIO40%_SKYLIGHTRATIO30%_3Dview.png | WIDTH40_LENGTH30_HIGHT12_ORIENTATION45_WINDOWSRATIO40%_SKYLIGHTRATIO30%.json
60 | 50 | 12 | 45 | 10% | 40% | 9000 | 28 | 38 | 0.96 | 0.24 | 47.6038 | 1.0757 | 48.6795 | WIDTH50_LENGTH30_HIGHT12_ORIENTATION45_WINDOWSRATIO40%_SKYLIGHTRATIO30%_3Dview.png | WIDTH50_LENGTH30_HIGHT12_ORIENTATION45_WINDOWSRATIO40%_SKYLIGHTRATIO30%.json
50 | 60 | 12 | 45 | 10% | 40% | 9000 | 38 | 28 | 0.96 | 0.24 | 47.6023 | 1.0737 | 48.676 | WIDTH60_LENGTH30_HIGHT12_ORIENTATION45_WINDOWSRATIO40%_SKYLIGHTRATIO30%_3Dview.png | WIDTH60_LENGTH30_HIGHT12_ORIENTATION45_WINDOWSRATIO40%_SKYLIGHTRATIO30%.json
60 | 50 | 12 | 90 | 10% | 40% | 9000 | 28 | 38 | 0.96 | 0.24 | 47.6707 | 1.0444 | 48.7151 | WIDTH30_LENGTH40_HIGHT12_ORIENTATION45_WINDOWSRATIO40%_SKYLIGHTRATIO30%_3Dview.png | WIDTH30_LENGTH40_HIGHT12_ORIENTATION45_WINDOWSRATIO40%_SKYLIGHTRATIO30%.json
50 | 60 | 12 | 90 | 10% | 40% | 9000 | 38 | 28 | 0.96 | 0.24 | 47.6739 | 1.0315 | 48.7054 | WIDTH40_LENGTH40_HIGHT12_ORIENTATION45_WINDOWSRATIO40%_SKYLIGHTRATIO30%_3Dview.png | WIDTH40_LENGTH40_HIGHT12_ORIENTATION45_WINDOWSRATIO40%_SKYLIGHTRATIO30%.json
60 | 50 | 12 | 135 | 10% | 40% | 9000 | 28 | 38 | 0.96 | 0.24 | 47.5694 | 1.0878 | 48.6571 | WIDTH50_LENGTH40_HIGHT12_ORIENTATION45_WINDOWSRATIO40%_SKYLIGHTRATIO30%_3Dview.png | WIDTH50_LENGTH40_HIGHT12_ORIENTATION45_WINDOWSRATIO40%_SKYLIGHTRATIO30%.json
50 | 60 | 12 | 135 | 10% | 40% | 9000 | 38 | 28 | 0.96 | 0.24 | 47.5694 | 1.0924 | 48.6618 | WIDTH60_LENGTH40_HIGHT12_ORIENTATION45_WINDOWSRATIO40%_SKYLIGHTRATIO30%_3Dview.png | WIDTH60_LENGTH40_HIGHT12_ORIENTATION45_WINDOWSRATIO40%_SKYLIGHTRATIO30%.json
60 | 50 | 12 | 180 | 10% | 40% | 9000 | 28 | 38 | 0.96 | 0.24 | 47.675 | 1.0314 | 48.7064 | WIDTH30_LENGTH50_HIGHT12_ORIENTATION45_WINDOWSRATIO40%_SKYLIGHTRATIO30%_3Dview.png | WIDTH30_LENGTH50_HIGHT12_ORIENTATION45_WINDOWSRATIO40%_SKYLIGHTRATIO30%.json
50 | 60 | 12 | 180 | 10% | 40% | 9000 | 38 | 28 | 0.96 | 0.24 | 47.6699 | 1.0449 | 48.7148 | WIDTH40_LENGTH50_HIGHT12_ORIENTATION45_WINDOWSRATIO40%_SKYLIGHTRATIO30%_3Dview.png | WIDTH40_LENGTH50_HIGHT12_ORIENTATION45_WINDOWSRATIO40%_SKYLIGHTRATIO30%.json
60 | 50 | 12 | 225 | 10% | 40% | 9000 | 28 | 38 | 0.96 | 0.24 | 47.5934 | 1.0803 | 48.6737 | WIDTH50_LENGTH50_HIGHT12_ORIENTATION45_WINDOWSRATIO40%_SKYLIGHTRATIO30%_3Dview.png | WIDTH50_LENGTH50_HIGHT12_ORIENTATION45_WINDOWSRATIO40%_SKYLIGHTRATIO30%.json
50 | 60 | 12 | 225 | 10% | 40% | 9000 | 38 | 28 | 0.96 | 0.24 | 47.6023 | 1.0737 | 48.676 | WIDTH60_LENGTH50_HIGHT12_ORIENTATION45_WINDOWSRATIO40%_SKYLIGHTRATIO30%_3Dview.png | WIDTH60_LENGTH50_HIGHT12_ORIENTATION45_WINDOWSRATIO40%_SKYLIGHTRATIO30%.json
60 | 50 | 12 | 270 | 10% | 40% | 9000 | 28 | 38 | 0.96 | 0.24 | 47.6707 | 1.0444 | 48.7151 | WIDTH30_LENGTH60_HIGHT12_ORIENTATION45_WINDOWSRATIO40%_SKYLIGHTRATIO30%_3Dview.png | WIDTH30_LENGTH60_HIGHT12_ORIENTATION45_WINDOWSRATIO40%_SKYLIGHTRATIO30%.json
50 | 60 | 12 | 270 | 10% | 40% | 9000 | 38 | 28 | 0.96 | 0.24 | 47.6739 | 1.0315 | 48.7054 | WIDTH40_LENGTH60_HIGHT12_ORIENTATION45_WINDOWSRATIO40%_SKYLIGHTRATIO30%_3Dview.png | WIDTH40_LENGTH60_HIGHT12_ORIENTATION45_WINDOWSRATIO40%_SKYLIGHTRATIO30%.json
60 | 50 | 12 | 315 | 10% | 40% | 9000 | 28 | 38 | 0.96 | 0.24 | 47.5859 | 1.0816 | 48.6675 | WIDTH50_LENGTH60_HIGHT12_ORIENTATION45_WINDOWSRATIO40%_SKYLIGHTRATIO30%_3Dview.png | WIDTH50_LENGTH60_HIGHT12_ORIENTATION45_WINDOWSRATIO40%_SKYLIGHTRATIO30%.json
50 | 60 | 12 | 315 | 10% | 40% | 9000 | 38 | 28 | 0.96 | 0.24 | 47.5711 | 1.0887 | 48.6597 | WIDTH60_LENGTH60_HIGHT12_ORIENTATION45_WINDOWSRATIO40%_SKYLIGHTRATIO30%_3Dview.png | WIDTH60_LENGTH60_HIGHT12_ORIENTATION45_WINDOWSRATIO40%_SKYLIGHTRATIO30%.json
60 | 50 | 12 | 0 | 20% | 40% | 9000 | 28 | 38 | 0.96 | 0.24 | 48.3084 | 0.87222 | 49.1806 | WIDTH30_LENGTH30_HIGHT16_ORIENTATION45_WINDOWSRATIO40%_SKYLIGHTRATIO30%_3Dview.png | WIDTH30_LENGTH30_HIGHT16_ORIENTATION45_WINDOWSRATIO40%_SKYLIGHTRATIO30%.json
50 | 60 | 12 | 0 | 20% | 40% | 9000 | 38 | 28 | 0.96 | 0.24 | 48.2994 | 0.88743 | 49.1868 | WIDTH40_LENGTH30_HIGHT16_ORIENTATION45_WINDOWSRATIO40%_SKYLIGHTRATIO30%_3Dview.png | WIDTH40_LENGTH30_HIGHT16_ORIENTATION45_WINDOWSRATIO40%_SKYLIGHTRATIO30%.json
60 | 50 | 12 | 45 | 20% | 40% | 9000 | 28 | 38 | 0.96 | 0.24 | 48.218 | 0.92475 | 49.1428 | WIDTH50_LENGTH30_HIGHT16_ORIENTATION45_WINDOWSRATIO40%_SKYLIGHTRATIO30%_3Dview.png | WIDTH50_LENGTH30_HIGHT16_ORIENTATION45_WINDOWSRATIO40%_SKYLIGHTRATIO30%.json
50 | 60 | 12 | 45 | 20% | 40% | 9000 | 38 | 28 | 0.96 | 0.24 | 48.2194 | 0.92308 | 49.1425 | WIDTH60_LENGTH30_HIGHT16_ORIENTATION45_WINDOWSRATIO40%_SKYLIGHTRATIO30%_3Dview.png | WIDTH60_LENGTH30_HIGHT16_ORIENTATION45_WINDOWSRATIO40%_SKYLIGHTRATIO30%.json
60 | 50 | 12 | 90 | 20% | 40% | 9000 | 28 | 38 | 0.96 | 0.24 | 48.2996 | 0.88713 | 49.1867 | WIDTH30_LENGTH40_HIGHT16_ORIENTATION45_WINDOWSRATIO40%_SKYLIGHTRATIO30%_3Dview.png | WIDTH30_LENGTH40_HIGHT16_ORIENTATION45_WINDOWSRATIO40%_SKYLIGHTRATIO30%.json
50 | 60 | 12 | 90 | 20% | 40% | 9000 | 38 | 28 | 0.96 | 0.24 | 48.3082 | 0.87193 | 49.1802 | WIDTH40_LENGTH40_HIGHT16_ORIENTATION45_WINDOWSRATIO40%_SKYLIGHTRATIO30%_3Dview.png | WIDTH40_LENGTH40_HIGHT16_ORIENTATION45_WINDOWSRATIO40%_SKYLIGHTRATIO30%.json
60 | 50 | 12 | 135 | 20% | 40% | 9000 | 28 | 38 | 0.96 | 0.24 | 48.19 | 0.93582 | 49.1258 | WIDTH50_LENGTH40_HIGHT16_ORIENTATION45_WINDOWSRATIO40%_SKYLIGHTRATIO30%_3Dview.png | WIDTH50_LENGTH40_HIGHT16_ORIENTATION45_WINDOWSRATIO40%_SKYLIGHTRATIO30%.json
50 | 60 | 12 | 135 | 20% | 40% | 9000 | 38 | 28 | 0.96 | 0.24 | 48.1859 | 0.94132 | 49.1272 | WIDTH60_LENGTH40_HIGHT16_ORIENTATION45_WINDOWSRATIO40%_SKYLIGHTRATIO30%_3Dview.png | WIDTH60_LENGTH40_HIGHT16_ORIENTATION45_WINDOWSRATIO40%_SKYLIGHTRATIO30%.json
60 | 50 | 12 | 180 | 20% | 40% | 9000 | 28 | 38 | 0.96 | 0.24 | 48.3084 | 0.87222 | 49.1806 | WIDTH30_LENGTH50_HIGHT16_ORIENTATION45_WINDOWSRATIO40%_SKYLIGHTRATIO30%_3Dview.png | WIDTH30_LENGTH50_HIGHT16_ORIENTATION45_WINDOWSRATIO40%_SKYLIGHTRATIO30%.json
50 | 60 | 12 | 180 | 20% | 40% | 9000 | 38 | 28 | 0.96 | 0.24 | 48.2994 | 0.88743 | 49.1868 | WIDTH40_LENGTH50_HIGHT16_ORIENTATION45_WINDOWSRATIO40%_SKYLIGHTRATIO30%_3Dview.png | WIDTH40_LENGTH50_HIGHT16_ORIENTATION45_WINDOWSRATIO40%_SKYLIGHTRATIO30%.json
60 | 50 | 12 | 225 | 20% | 40% | 9000 | 28 | 38 | 0.96 | 0.24 | 48.2091 | 0.92904 | 49.1382 | WIDTH50_LENGTH50_HIGHT16_ORIENTATION45_WINDOWSRATIO40%_SKYLIGHTRATIO30%_3Dview.png | WIDTH50_LENGTH50_HIGHT16_ORIENTATION45_WINDOWSRATIO40%_SKYLIGHTRATIO30%.json
50 | 60 | 12 | 225 | 20% | 40% | 9000 | 38 | 28 | 0.96 | 0.24 | 48.2194 | 0.92308 | 49.1425 | WIDTH60_LENGTH50_HIGHT16_ORIENTATION45_WINDOWSRATIO40%_SKYLIGHTRATIO30%_3Dview.png | WIDTH60_LENGTH50_HIGHT16_ORIENTATION45_WINDOWSRATIO40%_SKYLIGHTRATIO30%.json
60 | 50 | 12 | 270 | 20% | 40% | 9000 | 28 | 38 | 0.96 | 0.24 | 48.2996 | 0.88713 | 49.1867 | WIDTH30_LENGTH60_HIGHT16_ORIENTATION45_WINDOWSRATIO40%_SKYLIGHTRATIO30%_3Dview.png | WIDTH30_LENGTH60_HIGHT16_ORIENTATION45_WINDOWSRATIO40%_SKYLIGHTRATIO30%.json
50 | 60 | 12 | 270 | 20% | 40% | 9000 | 38 | 28 | 0.96 | 0.24 | 48.3082 | 0.87193 | 49.1802 | WIDTH40_LENGTH60_HIGHT16_ORIENTATION45_WINDOWSRATIO40%_SKYLIGHTRATIO30%_3Dview.png | WIDTH40_LENGTH60_HIGHT16_ORIENTATION45_WINDOWSRATIO40%_SKYLIGHTRATIO30%.json
60 | 50 | 12 | 315 | 20% | 40% | 9000 | 28 | 38 | 0.96 | 0.24 | 48.205 | 0.93093 | 49.136 | WIDTH50_LENGTH60_HIGHT16_ORIENTATION45_WINDOWSRATIO40%_SKYLIGHTRATIO30%_3Dview.png | WIDTH50_LENGTH60_HIGHT16_ORIENTATION45_WINDOWSRATIO40%_SKYLIGHTRATIO30%.json
50 | 60 | 12 | 315 | 20% | 40% | 9000 | 38 | 28 | 0.96 | 0.24 | 48.1903 | 0.9363 | 49.1266 | WIDTH60_LENGTH60_HIGHT16_ORIENTATION45_WINDOWSRATIO40%_SKYLIGHTRATIO30%_3Dview.png | WIDTH60_LENGTH60_HIGHT16_ORIENTATION45_WINDOWSRATIO40%_SKYLIGHTRATIO30%.json
60 | 50 | 12 | 0 | 30% | 40% | 9000 | 28 | 38 | 0.96 | 0.24 | 48.8065 | 0.74249 | 49.549 | WIDTH30_LENGTH30_HIGHT8_ORIENTATION90_WINDOWSRATIO40%_SKYLIGHTRATIO30%_3Dview.png | WIDTH30_LENGTH30_HIGHT8_ORIENTATION90_WINDOWSRATIO40%_SKYLIGHTRATIO30%.json
50 | 60 | 12 | 0 | 30% | 40% | 9000 | 38 | 28 | 0.96 | 0.24 | 48.7904 | 0.75708 | 49.5474 | WIDTH40_LENGTH30_HIGHT8_ORIENTATION90_WINDOWSRATIO40%_SKYLIGHTRATIO30%_3Dview.png | WIDTH40_LENGTH30_HIGHT8_ORIENTATION90_WINDOWSRATIO40%_SKYLIGHTRATIO30%.json
60 | 50 | 12 | 45 | 30% | 40% | 9000 | 28 | 38 | 0.96 | 0.24 | 48.7035 | 0.79839 | 49.5019 | WIDTH50_LENGTH30_HIGHT8_ORIENTATION90_WINDOWSRATIO40%_SKYLIGHTRATIO30%_3Dview.png | WIDTH50_LENGTH30_HIGHT8_ORIENTATION90_WINDOWSRATIO40%_SKYLIGHTRATIO30%.json
50 | 60 | 12 | 45 | 30% | 40% | 9000 | 38 | 28 | 0.96 | 0.24 | 48.7053 | 0.79671 | 49.5021 | WIDTH60_LENGTH30_HIGHT8_ORIENTATION90_WINDOWSRATIO40%_SKYLIGHTRATIO30%_3Dview.png | WIDTH60_LENGTH30_HIGHT8_ORIENTATION90_WINDOWSRATIO40%_SKYLIGHTRATIO30%.json
60 | 50 | 12 | 90 | 30% | 40% | 9000 | 28 | 38 | 0.96 | 0.24 | 48.7905 | 0.75668 | 49.5472 | WIDTH30_LENGTH40_HIGHT8_ORIENTATION90_WINDOWSRATIO40%_SKYLIGHTRATIO30%_3Dview.png | WIDTH30_LENGTH40_HIGHT8_ORIENTATION90_WINDOWSRATIO40%_SKYLIGHTRATIO30%.json
50 | 60 | 12 | 90 | 30% | 40% | 9000 | 38 | 28 | 0.96 | 0.24 | 48.8069 | 0.74019 | 49.5471 | WIDTH40_LENGTH40_HIGHT8_ORIENTATION90_WINDOWSRATIO40%_SKYLIGHTRATIO30%_3Dview.png | WIDTH40_LENGTH40_HIGHT8_ORIENTATION90_WINDOWSRATIO40%_SKYLIGHTRATIO30%.json
60 | 50 | 12 | 135 | 30% | 40% | 9000 | 28 | 38 | 0.96 | 0.24 | 48.6794 | 0.80916 | 49.4886 | WIDTH50_LENGTH40_HIGHT8_ORIENTATION90_WINDOWSRATIO40%_SKYLIGHTRATIO30%_3Dview.png | WIDTH50_LENGTH40_HIGHT8_ORIENTATION90_WINDOWSRATIO40%_SKYLIGHTRATIO30%.json
50 | 60 | 12 | 135 | 30% | 40% | 9000 | 38 | 28 | 0.96 | 0.24 | 48.6743 | 0.81363 | 49.4879 | WIDTH60_LENGTH40_HIGHT8_ORIENTATION90_WINDOWSRATIO40%_SKYLIGHTRATIO30%_3Dview.png | WIDTH60_LENGTH40_HIGHT8_ORIENTATION90_WINDOWSRATIO40%_SKYLIGHTRATIO30%.json
60 | 50 | 12 | 180 | 30% | 40% | 9000 | 28 | 38 | 0.96 | 0.24 | 48.8065 | 0.74249 | 49.549 | WIDTH30_LENGTH50_HIGHT8_ORIENTATION90_WINDOWSRATIO40%_SKYLIGHTRATIO30%_3Dview.png | WIDTH30_LENGTH50_HIGHT8_ORIENTATION90_WINDOWSRATIO40%_SKYLIGHTRATIO30%.json
50 | 60 | 12 | 180 | 30% | 40% | 9000 | 38 | 28 | 0.96 | 0.24 | 48.7904 | 0.75708 | 49.5474 | WIDTH40_LENGTH50_HIGHT8_ORIENTATION90_WINDOWSRATIO40%_SKYLIGHTRATIO30%_3Dview.png | WIDTH40_LENGTH50_HIGHT8_ORIENTATION90_WINDOWSRATIO40%_SKYLIGHTRATIO30%.json
60 | 50 | 12 | 225 | 30% | 40% | 9000 | 28 | 38 | 0.96 | 0.24 | 48.6964 | 0.80213 | 49.4985 | WIDTH50_LENGTH50_HIGHT8_ORIENTATION90_WINDOWSRATIO40%_SKYLIGHTRATIO30%_3Dview.png | WIDTH50_LENGTH50_HIGHT8_ORIENTATION90_WINDOWSRATIO40%_SKYLIGHTRATIO30%.json
50 | 60 | 12 | 225 | 30% | 40% | 9000 | 38 | 28 | 0.96 | 0.24 | 48.7053 | 0.79671 | 49.5021 | WIDTH60_LENGTH50_HIGHT8_ORIENTATION90_WINDOWSRATIO40%_SKYLIGHTRATIO30%_3Dview.png | WIDTH60_LENGTH50_HIGHT8_ORIENTATION90_WINDOWSRATIO40%_SKYLIGHTRATIO30%.json
60 | 50 | 12 | 270 | 30% | 40% | 9000 | 28 | 38 | 0.96 | 0.24 | 48.7905 | 0.75668 | 49.5472 | WIDTH30_LENGTH60_HIGHT8_ORIENTATION90_WINDOWSRATIO40%_SKYLIGHTRATIO30%_3Dview.png | WIDTH30_LENGTH60_HIGHT8_ORIENTATION90_WINDOWSRATIO40%_SKYLIGHTRATIO30%.json
50 | 60 | 12 | 270 | 30% | 40% | 9000 | 38 | 28 | 0.96 | 0.24 | 48.8069 | 0.74019 | 49.5471 | WIDTH40_LENGTH60_HIGHT8_ORIENTATION90_WINDOWSRATIO40%_SKYLIGHTRATIO30%_3Dview.png | WIDTH40_LENGTH60_HIGHT8_ORIENTATION90_WINDOWSRATIO40%_SKYLIGHTRATIO30%.json
60 | 50 | 12 | 315 | 30% | 40% | 9000 | 28 | 38 | 0.96 | 0.24 | 48.6915 | 0.80511 | 49.4966 | WIDTH50_LENGTH60_HIGHT8_ORIENTATION90_WINDOWSRATIO40%_SKYLIGHTRATIO30%_3Dview.png | WIDTH50_LENGTH60_HIGHT8_ORIENTATION90_WINDOWSRATIO40%_SKYLIGHTRATIO30%.json
50 | 60 | 12 | 315 | 30% | 40% | 9000 | 38 | 28 | 0.96 | 0.24 | 48.6792 | 0.80963 | 49.4889 | WIDTH60_LENGTH60_HIGHT8_ORIENTATION90_WINDOWSRATIO40%_SKYLIGHTRATIO30%_3Dview.png | WIDTH60_LENGTH60_HIGHT8_ORIENTATION90_WINDOWSRATIO40%_SKYLIGHTRATIO30%.json
60 | 50 | 12 | 0 | 40% | 40% | 9000 | 28 | 38 | 0.96 | 0.24 | 49.1975 | 0.63879 | 49.8363 | WIDTH30_LENGTH30_HIGHT12_ORIENTATION90_WINDOWSRATIO40%_SKYLIGHTRATIO30%_3Dview.png | WIDTH30_LENGTH30_HIGHT12_ORIENTATION90_WINDOWSRATIO40%_SKYLIGHTRATIO30%.json
50 | 60 | 12 | 0 | 40% | 40% | 9000 | 38 | 28 | 0.96 | 0.24 | 49.1727 | 0.65398 | 49.8267 | WIDTH40_LENGTH30_HIGHT12_ORIENTATION90_WINDOWSRATIO40%_SKYLIGHTRATIO30%_3Dview.png | WIDTH40_LENGTH30_HIGHT12_ORIENTATION90_WINDOWSRATIO40%_SKYLIGHTRATIO30%.json
60 | 50 | 12 | 45 | 40% | 40% | 9000 | 28 | 38 | 0.96 | 0.24 | 49.0838 | 0.69453 | 49.7783 | WIDTH50_LENGTH30_HIGHT12_ORIENTATION90_WINDOWSRATIO40%_SKYLIGHTRATIO30%_3Dview.png | WIDTH50_LENGTH30_HIGHT12_ORIENTATION90_WINDOWSRATIO40%_SKYLIGHTRATIO30%.json
50 | 60 | 12 | 45 | 40% | 40% | 9000 | 38 | 28 | 0.96 | 0.24 | 49.0884 | 0.69226 | 49.7807 | WIDTH60_LENGTH30_HIGHT12_ORIENTATION90_WINDOWSRATIO40%_SKYLIGHTRATIO30%_3Dview.png | WIDTH60_LENGTH30_HIGHT12_ORIENTATION90_WINDOWSRATIO40%_SKYLIGHTRATIO30%.json
60 | 50 | 12 | 90 | 40% | 40% | 9000 | 28 | 38 | 0.96 | 0.24 | 49.1721 | 0.65357 | 49.8256 | WIDTH30_LENGTH40_HIGHT12_ORIENTATION90_WINDOWSRATIO40%_SKYLIGHTRATIO30%_3Dview.png | WIDTH30_LENGTH40_HIGHT12_ORIENTATION90_WINDOWSRATIO40%_SKYLIGHTRATIO30%.json
50 | 60 | 12 | 90 | 40% | 40% | 9000 | 38 | 28 | 0.96 | 0.24 | 49.1974 | 0.63714 | 49.8345 | WIDTH40_LENGTH40_HIGHT12_ORIENTATION90_WINDOWSRATIO40%_SKYLIGHTRATIO30%_3Dview.png | WIDTH40_LENGTH40_HIGHT12_ORIENTATION90_WINDOWSRATIO40%_SKYLIGHTRATIO30%.json
60 | 50 | 12 | 135 | 40% | 40% | 9000 | 28 | 38 | 0.96 | 0.24 | 49.0652 | 0.7044 | 49.7696 | WIDTH50_LENGTH40_HIGHT12_ORIENTATION90_WINDOWSRATIO40%_SKYLIGHTRATIO30%_3Dview.png | WIDTH50_LENGTH40_HIGHT12_ORIENTATION90_WINDOWSRATIO40%_SKYLIGHTRATIO30%.json
50 | 60 | 12 | 135 | 40% | 40% | 9000 | 38 | 28 | 0.96 | 0.24 | 49.0554 | 0.71104 | 49.7664 | WIDTH60_LENGTH40_HIGHT12_ORIENTATION90_WINDOWSRATIO40%_SKYLIGHTRATIO30%_3Dview.png | WIDTH60_LENGTH40_HIGHT12_ORIENTATION90_WINDOWSRATIO40%_SKYLIGHTRATIO30%.json
60 | 50 | 12 | 180 | 40% | 40% | 9000 | 28 | 38 | 0.96 | 0.24 | 49.1975 | 0.63879 | 49.8363 | WIDTH30_LENGTH50_HIGHT12_ORIENTATION90_WINDOWSRATIO40%_SKYLIGHTRATIO30%_3Dview.png | WIDTH30_LENGTH50_HIGHT12_ORIENTATION90_WINDOWSRATIO40%_SKYLIGHTRATIO30%.json
50 | 60 | 12 | 180 | 40% | 40% | 9000 | 38 | 28 | 0.96 | 0.24 | 49.1727 | 0.65398 | 49.8267 | WIDTH40_LENGTH50_HIGHT12_ORIENTATION90_WINDOWSRATIO40%_SKYLIGHTRATIO30%_3Dview.png | WIDTH40_LENGTH50_HIGHT12_ORIENTATION90_WINDOWSRATIO40%_SKYLIGHTRATIO30%.json
60 | 50 | 12 | 225 | 40% | 40% | 9000 | 28 | 38 | 0.96 | 0.24 | 49.077 | 0.69796 | 49.775 | WIDTH50_LENGTH50_HIGHT12_ORIENTATION90_WINDOWSRATIO40%_SKYLIGHTRATIO30%_3Dview.png | WIDTH50_LENGTH50_HIGHT12_ORIENTATION90_WINDOWSRATIO40%_SKYLIGHTRATIO30%.json
50 | 60 | 12 | 225 | 40% | 40% | 9000 | 38 | 28 | 0.96 | 0.24 | 49.0884 | 0.69226 | 49.7807 | WIDTH60_LENGTH50_HIGHT12_ORIENTATION90_WINDOWSRATIO40%_SKYLIGHTRATIO30%_3Dview.png | WIDTH60_LENGTH50_HIGHT12_ORIENTATION90_WINDOWSRATIO40%_SKYLIGHTRATIO30%.json
60 | 50 | 12 | 270 | 40% | 40% | 9000 | 28 | 38 | 0.96 | 0.24 | 49.1721 | 0.65357 | 49.8256 | WIDTH30_LENGTH60_HIGHT12_ORIENTATION90_WINDOWSRATIO40%_SKYLIGHTRATIO30%_3Dview.png | WIDTH30_LENGTH60_HIGHT12_ORIENTATION90_WINDOWSRATIO40%_SKYLIGHTRATIO30%.json
50 | 60 | 12 | 270 | 40% | 40% | 9000 | 38 | 28 | 0.96 | 0.24 | 49.1974 | 0.63714 | 49.8345 | WIDTH40_LENGTH60_HIGHT12_ORIENTATION90_WINDOWSRATIO40%_SKYLIGHTRATIO30%_3Dview.png | WIDTH40_LENGTH60_HIGHT12_ORIENTATION90_WINDOWSRATIO40%_SKYLIGHTRATIO30%.json
60 | 50 | 12 | 315 | 40% | 40% | 9000 | 28 | 38 | 0.96 | 0.24 | 49.0757 | 0.69966 | 49.7753 | WIDTH50_LENGTH60_HIGHT12_ORIENTATION90_WINDOWSRATIO40%_SKYLIGHTRATIO30%_3Dview.png | WIDTH50_LENGTH60_HIGHT12_ORIENTATION90_WINDOWSRATIO40%_SKYLIGHTRATIO30%.json
50 | 60 | 12 | 315 | 40% | 40% | 9000 | 38 | 28 | 0.96 | 0.24 | 49.0618 | 0.70496 | 49.7667 | WIDTH60_LENGTH60_HIGHT12_ORIENTATION90_WINDOWSRATIO40%_SKYLIGHTRATIO30%_3Dview.png | WIDTH60_LENGTH60_HIGHT12_ORIENTATION90_WINDOWSRATIO40%_SKYLIGHTRATIO30%.json
60 | 60 | 12 | 0 | 10% | 10% | 10800 | 38 | 38 | 0.93333 | 0.23333 | 44.1577 | 1.3207 | 45.4784 | WIDTH30_LENGTH30_HIGHT16_ORIENTATION90_WINDOWSRATIO40%_SKYLIGHTRATIO30%_3Dview.png | WIDTH30_LENGTH30_HIGHT16_ORIENTATION90_WINDOWSRATIO40%_SKYLIGHTRATIO30%.json
60 | 60 | 12 | 45 | 10% | 10% | 10800 | 38 | 38 | 0.93333 | 0.23333 | 44.0847 | 1.3585 | 45.4431 | WIDTH40_LENGTH30_HIGHT16_ORIENTATION90_WINDOWSRATIO40%_SKYLIGHTRATIO30%_3Dview.png | WIDTH40_LENGTH30_HIGHT16_ORIENTATION90_WINDOWSRATIO40%_SKYLIGHTRATIO30%.json
60 | 60 | 12 | 90 | 10% | 10% | 10800 | 38 | 38 | 0.93333 | 0.23333 | 44.1573 | 1.3199 | 45.4772 | WIDTH50_LENGTH30_HIGHT16_ORIENTATION90_WINDOWSRATIO40%_SKYLIGHTRATIO30%_3Dview.png | WIDTH50_LENGTH30_HIGHT16_ORIENTATION90_WINDOWSRATIO40%_SKYLIGHTRATIO30%.json
60 | 60 | 12 | 135 | 10% | 10% | 10800 | 38 | 38 | 0.93333 | 0.23333 | 44.081 | 1.3595 | 45.4405 | WIDTH60_LENGTH30_HIGHT16_ORIENTATION90_WINDOWSRATIO40%_SKYLIGHTRATIO30%_3Dview.png | WIDTH60_LENGTH30_HIGHT16_ORIENTATION90_WINDOWSRATIO40%_SKYLIGHTRATIO30%.json
60 | 60 | 12 | 180 | 10% | 10% | 10800 | 38 | 38 | 0.93333 | 0.23333 | 44.1577 | 1.3207 | 45.4784 | WIDTH30_LENGTH40_HIGHT16_ORIENTATION90_WINDOWSRATIO40%_SKYLIGHTRATIO30%_3Dview.png | WIDTH30_LENGTH40_HIGHT16_ORIENTATION90_WINDOWSRATIO40%_SKYLIGHTRATIO30%.json
60 | 60 | 12 | 225 | 10% | 10% | 10800 | 38 | 38 | 0.93333 | 0.23333 | 44.0824 | 1.3593 | 45.4417 | WIDTH40_LENGTH40_HIGHT16_ORIENTATION90_WINDOWSRATIO40%_SKYLIGHTRATIO30%_3Dview.png | WIDTH40_LENGTH40_HIGHT16_ORIENTATION90_WINDOWSRATIO40%_SKYLIGHTRATIO30%.json
60 | 60 | 12 | 270 | 10% | 10% | 10800 | 38 | 38 | 0.93333 | 0.23333 | 44.1573 | 1.3199 | 45.4772 | WIDTH50_LENGTH40_HIGHT16_ORIENTATION90_WINDOWSRATIO40%_SKYLIGHTRATIO30%_3Dview.png | WIDTH50_LENGTH40_HIGHT16_ORIENTATION90_WINDOWSRATIO40%_SKYLIGHTRATIO30%.json
60 | 60 | 12 | 315 | 10% | 10% | 10800 | 38 | 38 | 0.93333 | 0.23333 | 44.0807 | 1.3597 | 45.4404 | WIDTH60_LENGTH40_HIGHT16_ORIENTATION90_WINDOWSRATIO40%_SKYLIGHTRATIO30%_3Dview.png | WIDTH60_LENGTH40_HIGHT16_ORIENTATION90_WINDOWSRATIO40%_SKYLIGHTRATIO30%.json
60 | 60 | 12 | 0 | 20% | 10% | 10800 | 38 | 38 | 0.93333 | 0.23333 | 44.8673 | 1.1549 | 46.0221 | WIDTH30_LENGTH50_HIGHT16_ORIENTATION90_WINDOWSRATIO40%_SKYLIGHTRATIO30%_3Dview.png | WIDTH30_LENGTH50_HIGHT16_ORIENTATION90_WINDOWSRATIO40%_SKYLIGHTRATIO30%.json
60 | 60 | 12 | 45 | 20% | 10% | 10800 | 38 | 38 | 0.93333 | 0.23333 | 44.7801 | 1.2018 | 45.9818 | WIDTH40_LENGTH50_HIGHT16_ORIENTATION90_WINDOWSRATIO40%_SKYLIGHTRATIO30%_3Dview.png | WIDTH40_LENGTH50_HIGHT16_ORIENTATION90_WINDOWSRATIO40%_SKYLIGHTRATIO30%.json
60 | 60 | 12 | 90 | 20% | 10% | 10800 | 38 | 38 | 0.93333 | 0.23333 | 44.8669 | 1.1539 | 46.0207 | WIDTH50_LENGTH50_HIGHT16_ORIENTATION90_WINDOWSRATIO40%_SKYLIGHTRATIO30%_3Dview.png | WIDTH50_LENGTH50_HIGHT16_ORIENTATION90_WINDOWSRATIO40%_SKYLIGHTRATIO30%.json
60 | 60 | 12 | 135 | 20% | 10% | 10800 | 38 | 38 | 0.93333 | 0.23333 | 44.7774 | 1.2027 | 45.9801 | WIDTH60_LENGTH50_HIGHT16_ORIENTATION90_WINDOWSRATIO40%_SKYLIGHTRATIO30%_3Dview.png | WIDTH60_LENGTH50_HIGHT16_ORIENTATION90_WINDOWSRATIO40%_SKYLIGHTRATIO30%.json
60 | 60 | 12 | 180 | 20% | 10% | 10800 | 38 | 38 | 0.93333 | 0.23333 | 44.8673 | 1.1549 | 46.0221 | WIDTH30_LENGTH60_HIGHT16_ORIENTATION90_WINDOWSRATIO40%_SKYLIGHTRATIO30%_3Dview.png | WIDTH30_LENGTH60_HIGHT16_ORIENTATION90_WINDOWSRATIO40%_SKYLIGHTRATIO30%.json
60 | 60 | 12 | 225 | 20% | 10% | 10800 | 38 | 38 | 0.93333 | 0.23333 | 44.7785 | 1.2025 | 45.981 | WIDTH40_LENGTH60_HIGHT16_ORIENTATION90_WINDOWSRATIO40%_SKYLIGHTRATIO30%_3Dview.png | WIDTH40_LENGTH60_HIGHT16_ORIENTATION90_WINDOWSRATIO40%_SKYLIGHTRATIO30%.json
60 | 60 | 12 | 270 | 20% | 10% | 10800 | 38 | 38 | 0.93333 | 0.23333 | 44.8669 | 1.1539 | 46.0207 | WIDTH50_LENGTH60_HIGHT16_ORIENTATION90_WINDOWSRATIO40%_SKYLIGHTRATIO30%_3Dview.png | WIDTH50_LENGTH60_HIGHT16_ORIENTATION90_WINDOWSRATIO40%_SKYLIGHTRATIO30%.json
60 | 60 | 12 | 315 | 20% | 10% | 10800 | 38 | 38 | 0.93333 | 0.23333 | 44.777 | 1.2029 | 45.9798 | WIDTH60_LENGTH60_HIGHT16_ORIENTATION90_WINDOWSRATIO40%_SKYLIGHTRATIO30%_3Dview.png | WIDTH60_LENGTH60_HIGHT16_ORIENTATION90_WINDOWSRATIO40%_SKYLIGHTRATIO30%.json
60 | 60 | 12 | 0 | 30% | 10% | 10800 | 38 | 38 | 0.93333 | 0.23333 | 45.4433 | 1.0143 | 46.4576 | WIDTH30_LENGTH30_HIGHT8_ORIENTATION135_WINDOWSRATIO40%_SKYLIGHTRATIO30%_3Dview.png | WIDTH30_LENGTH30_HIGHT8_ORIENTATION135_WINDOWSRATIO40%_SKYLIGHTRATIO30%.json
60 | 60 | 12 | 45 | 30% | 10% | 10800 | 38 | 38 | 0.93333 | 0.23333 | 45.3444 | 1.0664 | 46.4108 | WIDTH40_LENGTH30_HIGHT8_ORIENTATION135_WINDOWSRATIO40%_SKYLIGHTRATIO30%_3Dview.png | WIDTH40_LENGTH30_HIGHT8_ORIENTATION135_WINDOWSRATIO40%_SKYLIGHTRATIO30%.json
60 | 60 | 12 | 90 | 30% | 10% | 10800 | 38 | 38 | 0.93333 | 0.23333 | 45.443 | 1.0149 | 46.4579 | WIDTH50_LENGTH30_HIGHT8_ORIENTATION135_WINDOWSRATIO40%_SKYLIGHTRATIO30%_3Dview.png | WIDTH50_LENGTH30_HIGHT8_ORIENTATION135_WINDOWSRATIO40%_SKYLIGHTRATIO30%.json
60 | 60 | 12 | 135 | 30% | 10% | 10800 | 38 | 38 | 0.93333 | 0.23333 | 45.3417 | 1.0663 | 46.408 | WIDTH60_LENGTH30_HIGHT8_ORIENTATION135_WINDOWSRATIO40%_SKYLIGHTRATIO30%_3Dview.png | WIDTH60_LENGTH30_HIGHT8_ORIENTATION135_WINDOWSRATIO40%_SKYLIGHTRATIO30%.json
60 | 60 | 12 | 180 | 30% | 10% | 10800 | 38 | 38 | 0.93333 | 0.23333 | 45.4433 | 1.0143 | 46.4576 | WIDTH30_LENGTH40_HIGHT8_ORIENTATION135_WINDOWSRATIO40%_SKYLIGHTRATIO30%_3Dview.png | WIDTH30_LENGTH40_HIGHT8_ORIENTATION135_WINDOWSRATIO40%_SKYLIGHTRATIO30%.json
60 | 60 | 12 | 225 | 30% | 10% | 10800 | 38 | 38 | 0.93333 | 0.23333 | 45.3428 | 1.0671 | 46.4099 | WIDTH40_LENGTH40_HIGHT8_ORIENTATION135_WINDOWSRATIO40%_SKYLIGHTRATIO30%_3Dview.png | WIDTH40_LENGTH40_HIGHT8_ORIENTATION135_WINDOWSRATIO40%_SKYLIGHTRATIO30%.json
60 | 60 | 12 | 270 | 30% | 10% | 10800 | 38 | 38 | 0.93333 | 0.23333 | 45.443 | 1.0149 | 46.4579 | WIDTH50_LENGTH40_HIGHT8_ORIENTATION135_WINDOWSRATIO40%_SKYLIGHTRATIO30%_3Dview.png | WIDTH50_LENGTH40_HIGHT8_ORIENTATION135_WINDOWSRATIO40%_SKYLIGHTRATIO30%.json
60 | 60 | 12 | 315 | 30% | 10% | 10800 | 38 | 38 | 0.93333 | 0.23333 | 45.3411 | 1.0665 | 46.4077 | WIDTH60_LENGTH40_HIGHT8_ORIENTATION135_WINDOWSRATIO40%_SKYLIGHTRATIO30%_3Dview.png | WIDTH60_LENGTH40_HIGHT8_ORIENTATION135_WINDOWSRATIO40%_SKYLIGHTRATIO30%.json
60 | 60 | 12 | 0 | 40% | 10% | 10800 | 38 | 38 | 0.93333 | 0.23333 | 45.9034 | 0.89657 | 46.8 | WIDTH30_LENGTH50_HIGHT8_ORIENTATION135_WINDOWSRATIO40%_SKYLIGHTRATIO30%_3Dview.png | WIDTH30_LENGTH50_HIGHT8_ORIENTATION135_WINDOWSRATIO40%_SKYLIGHTRATIO30%.json
60 | 60 | 12 | 45 | 40% | 10% | 10800 | 38 | 38 | 0.93333 | 0.23333 | 45.7987 | 0.95322 | 46.7519 | WIDTH40_LENGTH50_HIGHT8_ORIENTATION135_WINDOWSRATIO40%_SKYLIGHTRATIO30%_3Dview.png | WIDTH40_LENGTH50_HIGHT8_ORIENTATION135_WINDOWSRATIO40%_SKYLIGHTRATIO30%.json
60 | 60 | 12 | 90 | 40% | 10% | 10800 | 38 | 38 | 0.93333 | 0.23333 | 45.9032 | 0.89576 | 46.7989 | WIDTH50_LENGTH50_HIGHT8_ORIENTATION135_WINDOWSRATIO40%_SKYLIGHTRATIO30%_3Dview.png | WIDTH50_LENGTH50_HIGHT8_ORIENTATION135_WINDOWSRATIO40%_SKYLIGHTRATIO30%.json
60 | 60 | 12 | 135 | 40% | 10% | 10800 | 38 | 38 | 0.93333 | 0.23333 | 45.7963 | 0.95348 | 46.7498 | WIDTH60_LENGTH50_HIGHT8_ORIENTATION135_WINDOWSRATIO40%_SKYLIGHTRATIO30%_3Dview.png | WIDTH60_LENGTH50_HIGHT8_ORIENTATION135_WINDOWSRATIO40%_SKYLIGHTRATIO30%.json
60 | 60 | 12 | 180 | 40% | 10% | 10800 | 38 | 38 | 0.93333 | 0.23333 | 45.9034 | 0.89657 | 46.8 | WIDTH30_LENGTH60_HIGHT8_ORIENTATION135_WINDOWSRATIO40%_SKYLIGHTRATIO30%_3Dview.png | WIDTH30_LENGTH60_HIGHT8_ORIENTATION135_WINDOWSRATIO40%_SKYLIGHTRATIO30%.json
60 | 60 | 12 | 225 | 40% | 10% | 10800 | 38 | 38 | 0.93333 | 0.23333 | 45.7973 | 0.95384 | 46.7511 | WIDTH40_LENGTH60_HIGHT8_ORIENTATION135_WINDOWSRATIO40%_SKYLIGHTRATIO30%_3Dview.png | WIDTH40_LENGTH60_HIGHT8_ORIENTATION135_WINDOWSRATIO40%_SKYLIGHTRATIO30%.json
60 | 60 | 12 | 270 | 40% | 10% | 10800 | 38 | 38 | 0.93333 | 0.23333 | 45.9032 | 0.89576 | 46.7989 | WIDTH50_LENGTH60_HIGHT8_ORIENTATION135_WINDOWSRATIO40%_SKYLIGHTRATIO30%_3Dview.png | WIDTH50_LENGTH60_HIGHT8_ORIENTATION135_WINDOWSRATIO40%_SKYLIGHTRATIO30%.json
60 | 60 | 12 | 315 | 40% | 10% | 10800 | 38 | 38 | 0.93333 | 0.23333 | 45.7957 | 0.95371 | 46.7494 | WIDTH60_LENGTH60_HIGHT8_ORIENTATION135_WINDOWSRATIO40%_SKYLIGHTRATIO30%_3Dview.png | WIDTH60_LENGTH60_HIGHT8_ORIENTATION135_WINDOWSRATIO40%_SKYLIGHTRATIO30%.json
60 | 60 | 12 | 0 | 10% | 20% | 10800 | 38 | 38 | 0.93333 | 0.23333 | 44.7491 | 1.1878 | 45.9369 | WIDTH30_LENGTH30_HIGHT12_ORIENTATION135_WINDOWSRATIO40%_SKYLIGHTRATIO30%_3Dview.png | WIDTH30_LENGTH30_HIGHT12_ORIENTATION135_WINDOWSRATIO40%_SKYLIGHTRATIO30%.json
60 | 60 | 12 | 45 | 10% | 20% | 10800 | 38 | 38 | 0.93333 | 0.23333 | 44.6813 | 1.2235 | 45.9049 | WIDTH40_LENGTH30_HIGHT12_ORIENTATION135_WINDOWSRATIO40%_SKYLIGHTRATIO30%_3Dview.png | WIDTH40_LENGTH30_HIGHT12_ORIENTATION135_WINDOWSRATIO40%_SKYLIGHTRATIO30%.json
60 | 60 | 12 | 90 | 10% | 20% | 10800 | 38 | 38 | 0.93333 | 0.23333 | 44.7495 | 1.1868 | 45.9363 | WIDTH50_LENGTH30_HIGHT12_ORIENTATION135_WINDOWSRATIO40%_SKYLIGHTRATIO30%_3Dview.png | WIDTH50_LENGTH30_HIGHT12_ORIENTATION135_WINDOWSRATIO40%_SKYLIGHTRATIO30%.json
60 | 60 | 12 | 135 | 10% | 20% | 10800 | 38 | 38 | 0.93333 | 0.23333 | 44.6654 | 1.2285 | 45.8938 | WIDTH60_LENGTH30_HIGHT12_ORIENTATION135_WINDOWSRATIO40%_SKYLIGHTRATIO30%_3Dview.png | WIDTH60_LENGTH30_HIGHT12_ORIENTATION135_WINDOWSRATIO40%_SKYLIGHTRATIO30%.json
60 | 60 | 12 | 180 | 10% | 20% | 10800 | 38 | 38 | 0.93333 | 0.23333 | 44.7491 | 1.1878 | 45.9369 | WIDTH30_LENGTH40_HIGHT12_ORIENTATION135_WINDOWSRATIO40%_SKYLIGHTRATIO30%_3Dview.png | WIDTH30_LENGTH40_HIGHT12_ORIENTATION135_WINDOWSRATIO40%_SKYLIGHTRATIO30%.json
60 | 60 | 12 | 225 | 10% | 20% | 10800 | 38 | 38 | 0.93333 | 0.23333 | 44.6664 | 1.2281 | 45.8945 | WIDTH40_LENGTH40_HIGHT12_ORIENTATION135_WINDOWSRATIO40%_SKYLIGHTRATIO30%_3Dview.png | WIDTH40_LENGTH40_HIGHT12_ORIENTATION135_WINDOWSRATIO40%_SKYLIGHTRATIO30%.json
60 | 60 | 12 | 270 | 10% | 20% | 10800 | 38 | 38 | 0.93333 | 0.23333 | 44.7495 | 1.1868 | 45.9363 | WIDTH50_LENGTH40_HIGHT12_ORIENTATION135_WINDOWSRATIO40%_SKYLIGHTRATIO30%_3Dview.png | WIDTH50_LENGTH40_HIGHT12_ORIENTATION135_WINDOWSRATIO40%_SKYLIGHTRATIO30%.json
60 | 60 | 12 | 315 | 10% | 20% | 10800 | 38 | 38 | 0.93333 | 0.23333 | 44.6701 | 1.2285 | 45.8987 | WIDTH60_LENGTH40_HIGHT12_ORIENTATION135_WINDOWSRATIO40%_SKYLIGHTRATIO30%_3Dview.png | WIDTH60_LENGTH40_HIGHT12_ORIENTATION135_WINDOWSRATIO40%_SKYLIGHTRATIO30%.json
60 | 60 | 12 | 0 | 20% | 20% | 10800 | 38 | 38 | 0.93333 | 0.23333 | 45.3954 | 1.0293 | 46.4247 | WIDTH30_LENGTH50_HIGHT12_ORIENTATION135_WINDOWSRATIO40%_SKYLIGHTRATIO30%_3Dview.png | WIDTH30_LENGTH50_HIGHT12_ORIENTATION135_WINDOWSRATIO40%_SKYLIGHTRATIO30%.json
60 | 60 | 12 | 45 | 20% | 20% | 10800 | 38 | 38 | 0.93333 | 0.23333 | 45.3158 | 1.0728 | 46.3886 | WIDTH40_LENGTH50_HIGHT12_ORIENTATION135_WINDOWSRATIO40%_SKYLIGHTRATIO30%_3Dview.png | WIDTH40_LENGTH50_HIGHT12_ORIENTATION135_WINDOWSRATIO40%_SKYLIGHTRATIO30%.json
60 | 60 | 12 | 90 | 20% | 20% | 10800 | 38 | 38 | 0.93333 | 0.23333 | 45.396 | 1.0284 | 46.4244 | WIDTH50_LENGTH50_HIGHT12_ORIENTATION135_WINDOWSRATIO40%_SKYLIGHTRATIO30%_3Dview.png | WIDTH50_LENGTH50_HIGHT12_ORIENTATION135_WINDOWSRATIO40%_SKYLIGHTRATIO30%.json
60 | 60 | 12 | 135 | 20% | 20% | 10800 | 38 | 38 | 0.93333 | 0.23333 | 45.3007 | 1.0774 | 46.3781 | WIDTH60_LENGTH50_HIGHT12_ORIENTATION135_WINDOWSRATIO40%_SKYLIGHTRATIO30%_3Dview.png | WIDTH60_LENGTH50_HIGHT12_ORIENTATION135_WINDOWSRATIO40%_SKYLIGHTRATIO30%.json
60 | 60 | 12 | 180 | 20% | 20% | 10800 | 38 | 38 | 0.93333 | 0.23333 | 45.3954 | 1.0293 | 46.4247 | WIDTH30_LENGTH60_HIGHT12_ORIENTATION135_WINDOWSRATIO40%_SKYLIGHTRATIO30%_3Dview.png | WIDTH30_LENGTH60_HIGHT12_ORIENTATION135_WINDOWSRATIO40%_SKYLIGHTRATIO30%.json
60 | 60 | 12 | 225 | 20% | 20% | 10800 | 38 | 38 | 0.93333 | 0.23333 | 45.3024 | 1.0772 | 46.3796 | WIDTH40_LENGTH60_HIGHT12_ORIENTATION135_WINDOWSRATIO40%_SKYLIGHTRATIO30%_3Dview.png | WIDTH40_LENGTH60_HIGHT12_ORIENTATION135_WINDOWSRATIO40%_SKYLIGHTRATIO30%.json
60 | 60 | 12 | 270 | 20% | 20% | 10800 | 38 | 38 | 0.93333 | 0.23333 | 45.396 | 1.0284 | 46.4244 | WIDTH50_LENGTH60_HIGHT12_ORIENTATION135_WINDOWSRATIO40%_SKYLIGHTRATIO30%_3Dview.png | WIDTH50_LENGTH60_HIGHT12_ORIENTATION135_WINDOWSRATIO40%_SKYLIGHTRATIO30%.json
60 | 60 | 12 | 315 | 20% | 20% | 10800 | 38 | 38 | 0.93333 | 0.23333 | 45.3052 | 1.0777 | 46.3828 | WIDTH60_LENGTH60_HIGHT12_ORIENTATION135_WINDOWSRATIO40%_SKYLIGHTRATIO30%_3Dview.png | WIDTH60_LENGTH60_HIGHT12_ORIENTATION135_WINDOWSRATIO40%_SKYLIGHTRATIO30%.json
60 | 60 | 12 | 0 | 30% | 20% | 10800 | 38 | 38 | 0.93333 | 0.23333 | 45.9146 | 0.89834 | 46.8129 | WIDTH30_LENGTH30_HIGHT16_ORIENTATION135_WINDOWSRATIO40%_SKYLIGHTRATIO30%_3Dview.png | WIDTH30_LENGTH30_HIGHT16_ORIENTATION135_WINDOWSRATIO40%_SKYLIGHTRATIO30%.json
60 | 60 | 12 | 45 | 30% | 20% | 10800 | 38 | 38 | 0.93333 | 0.23333 | 45.8212 | 0.94854 | 46.7697 | WIDTH40_LENGTH30_HIGHT16_ORIENTATION135_WINDOWSRATIO40%_SKYLIGHTRATIO30%_3Dview.png | WIDTH40_LENGTH30_HIGHT16_ORIENTATION135_WINDOWSRATIO40%_SKYLIGHTRATIO30%.json
60 | 60 | 12 | 90 | 30% | 20% | 10800 | 38 | 38 | 0.93333 | 0.23333 | 45.9154 | 0.89742 | 46.8128 | WIDTH50_LENGTH30_HIGHT16_ORIENTATION135_WINDOWSRATIO40%_SKYLIGHTRATIO30%_3Dview.png | WIDTH50_LENGTH30_HIGHT16_ORIENTATION135_WINDOWSRATIO40%_SKYLIGHTRATIO30%.json
60 | 60 | 12 | 135 | 30% | 20% | 10800 | 38 | 38 | 0.93333 | 0.23333 | 45.8083 | 0.95183 | 46.7602 | WIDTH60_LENGTH30_HIGHT16_ORIENTATION135_WINDOWSRATIO40%_SKYLIGHTRATIO30%_3Dview.png | WIDTH60_LENGTH30_HIGHT16_ORIENTATION135_WINDOWSRATIO40%_SKYLIGHTRATIO30%.json
60 | 60 | 12 | 180 | 30% | 20% | 10800 | 38 | 38 | 0.93333 | 0.23333 | 45.9146 | 0.89834 | 46.8129 | WIDTH30_LENGTH40_HIGHT16_ORIENTATION135_WINDOWSRATIO40%_SKYLIGHTRATIO30%_3Dview.png | WIDTH30_LENGTH40_HIGHT16_ORIENTATION135_WINDOWSRATIO40%_SKYLIGHTRATIO30%.json
60 | 60 | 12 | 225 | 30% | 20% | 10800 | 38 | 38 | 0.93333 | 0.23333 | 45.8093 | 0.95149 | 46.7608 | WIDTH40_LENGTH40_HIGHT16_ORIENTATION135_WINDOWSRATIO40%_SKYLIGHTRATIO30%_3Dview.png | WIDTH40_LENGTH40_HIGHT16_ORIENTATION135_WINDOWSRATIO40%_SKYLIGHTRATIO30%.json
60 | 60 | 12 | 270 | 30% | 20% | 10800 | 38 | 38 | 0.93333 | 0.23333 | 45.9154 | 0.89742 | 46.8128 | WIDTH50_LENGTH40_HIGHT16_ORIENTATION135_WINDOWSRATIO40%_SKYLIGHTRATIO30%_3Dview.png | WIDTH50_LENGTH40_HIGHT16_ORIENTATION135_WINDOWSRATIO40%_SKYLIGHTRATIO30%.json
60 | 60 | 12 | 315 | 30% | 20% | 10800 | 38 | 38 | 0.93333 | 0.23333 | 45.8099 | 0.95168 | 46.7616 | WIDTH60_LENGTH40_HIGHT16_ORIENTATION135_WINDOWSRATIO40%_SKYLIGHTRATIO30%_3Dview.png | WIDTH60_LENGTH40_HIGHT16_ORIENTATION135_WINDOWSRATIO40%_SKYLIGHTRATIO30%.json
60 | 60 | 12 | 0 | 40% | 20% | 10800 | 38 | 38 | 0.93333 | 0.23333 | 46.3246 | 0.78963 | 47.1142 | WIDTH30_LENGTH50_HIGHT16_ORIENTATION135_WINDOWSRATIO40%_SKYLIGHTRATIO30%_3Dview.png | WIDTH30_LENGTH50_HIGHT16_ORIENTATION135_WINDOWSRATIO40%_SKYLIGHTRATIO30%.json
60 | 60 | 12 | 45 | 40% | 20% | 10800 | 38 | 38 | 0.93333 | 0.23333 | 46.2255 | 0.83862 | 47.0641 | WIDTH40_LENGTH50_HIGHT16_ORIENTATION135_WINDOWSRATIO40%_SKYLIGHTRATIO30%_3Dview.png | WIDTH40_LENGTH50_HIGHT16_ORIENTATION135_WINDOWSRATIO40%_SKYLIGHTRATIO30%.json
60 | 60 | 12 | 90 | 40% | 20% | 10800 | 38 | 38 | 0.93333 | 0.23333 | 46.3253 | 0.78861 | 47.1139 | WIDTH50_LENGTH50_HIGHT16_ORIENTATION135_WINDOWSRATIO40%_SKYLIGHTRATIO30%_3Dview.png | WIDTH50_LENGTH50_HIGHT16_ORIENTATION135_WINDOWSRATIO40%_SKYLIGHTRATIO30%.json
60 | 60 | 12 | 135 | 40% | 20% | 10800 | 38 | 38 | 0.93333 | 0.23333 | 46.214 | 0.84249 | 47.0565 | WIDTH60_LENGTH50_HIGHT16_ORIENTATION135_WINDOWSRATIO40%_SKYLIGHTRATIO30%_3Dview.png | WIDTH60_LENGTH50_HIGHT16_ORIENTATION135_WINDOWSRATIO40%_SKYLIGHTRATIO30%.json
60 | 60 | 12 | 180 | 40% | 20% | 10800 | 38 | 38 | 0.93333 | 0.23333 | 46.3246 | 0.78963 | 47.1142 | WIDTH30_LENGTH60_HIGHT16_ORIENTATION135_WINDOWSRATIO40%_SKYLIGHTRATIO30%_3Dview.png | WIDTH30_LENGTH60_HIGHT16_ORIENTATION135_WINDOWSRATIO40%_SKYLIGHTRATIO30%.json
60 | 60 | 12 | 225 | 40% | 20% | 10800 | 38 | 38 | 0.93333 | 0.23333 | 46.2148 | 0.84224 | 47.0571 | WIDTH40_LENGTH60_HIGHT16_ORIENTATION135_WINDOWSRATIO40%_SKYLIGHTRATIO30%_3Dview.png | WIDTH40_LENGTH60_HIGHT16_ORIENTATION135_WINDOWSRATIO40%_SKYLIGHTRATIO30%.json
60 | 60 | 12 | 270 | 40% | 20% | 10800 | 38 | 38 | 0.93333 | 0.23333 | 46.3253 | 0.78861 | 47.1139 | WIDTH50_LENGTH60_HIGHT16_ORIENTATION135_WINDOWSRATIO40%_SKYLIGHTRATIO30%_3Dview.png | WIDTH50_LENGTH60_HIGHT16_ORIENTATION135_WINDOWSRATIO40%_SKYLIGHTRATIO30%.json
60 | 60 | 12 | 315 | 40% | 20% | 10800 | 38 | 38 | 0.93333 | 0.23333 | 46.2148 | 0.843 | 47.0578 | WIDTH60_LENGTH60_HIGHT16_ORIENTATION135_WINDOWSRATIO40%_SKYLIGHTRATIO30%_3Dview.png | WIDTH60_LENGTH60_HIGHT16_ORIENTATION135_WINDOWSRATIO40%_SKYLIGHTRATIO30%.json
60 | 60 | 12 | 0 | 10% | 30% | 10800 | 38 | 38 | 0.93333 | 0.23333 | 47.8677 | 1.0832 | 48.9509 | WIDTH30_LENGTH30_HIGHT8_ORIENTATION180_WINDOWSRATIO40%_SKYLIGHTRATIO30%_3Dview.png | WIDTH30_LENGTH30_HIGHT8_ORIENTATION180_WINDOWSRATIO40%_SKYLIGHTRATIO30%.json
60 | 60 | 12 | 45 | 10% | 30% | 10800 | 38 | 38 | 0.93333 | 0.23333 | 47.8013 | 1.1169 | 48.9182 | WIDTH40_LENGTH30_HIGHT8_ORIENTATION180_WINDOWSRATIO40%_SKYLIGHTRATIO30%_3Dview.png | WIDTH40_LENGTH30_HIGHT8_ORIENTATION180_WINDOWSRATIO40%_SKYLIGHTRATIO30%.json
60 | 60 | 12 | 90 | 10% | 30% | 10800 | 38 | 38 | 0.93333 | 0.23333 | 47.8681 | 1.0824 | 48.9506 | WIDTH50_LENGTH30_HIGHT8_ORIENTATION180_WINDOWSRATIO40%_SKYLIGHTRATIO30%_3Dview.png | WIDTH50_LENGTH30_HIGHT8_ORIENTATION180_WINDOWSRATIO40%_SKYLIGHTRATIO30%.json
60 | 60 | 12 | 135 | 10% | 30% | 10800 | 38 | 38 | 0.93333 | 0.23333 | 47.774 | 1.1267 | 48.9007 | WIDTH60_LENGTH30_HIGHT8_ORIENTATION180_WINDOWSRATIO40%_SKYLIGHTRATIO30%_3Dview.png | WIDTH60_LENGTH30_HIGHT8_ORIENTATION180_WINDOWSRATIO40%_SKYLIGHTRATIO30%.json
60 | 60 | 12 | 180 | 10% | 30% | 10800 | 38 | 38 | 0.93333 | 0.23333 | 47.8677 | 1.0832 | 48.9509 | WIDTH30_LENGTH40_HIGHT8_ORIENTATION180_WINDOWSRATIO40%_SKYLIGHTRATIO30%_3Dview.png | WIDTH30_LENGTH40_HIGHT8_ORIENTATION180_WINDOWSRATIO40%_SKYLIGHTRATIO30%.json
60 | 60 | 12 | 225 | 10% | 30% | 10800 | 38 | 38 | 0.93333 | 0.23333 | 47.7944 | 1.1199 | 48.9143 | WIDTH40_LENGTH40_HIGHT8_ORIENTATION180_WINDOWSRATIO40%_SKYLIGHTRATIO30%_3Dview.png | WIDTH40_LENGTH40_HIGHT8_ORIENTATION180_WINDOWSRATIO40%_SKYLIGHTRATIO30%.json
60 | 60 | 12 | 270 | 10% | 30% | 10800 | 38 | 38 | 0.93333 | 0.23333 | 47.8681 | 1.0824 | 48.9506 | WIDTH50_LENGTH40_HIGHT8_ORIENTATION180_WINDOWSRATIO40%_SKYLIGHTRATIO30%_3Dview.png | WIDTH50_LENGTH40_HIGHT8_ORIENTATION180_WINDOWSRATIO40%_SKYLIGHTRATIO30%.json
60 | 60 | 12 | 315 | 10% | 30% | 10800 | 38 | 38 | 0.93333 | 0.23333 | 47.7784 | 1.1272 | 48.9057 | WIDTH60_LENGTH40_HIGHT8_ORIENTATION180_WINDOWSRATIO40%_SKYLIGHTRATIO30%_3Dview.png | WIDTH60_LENGTH40_HIGHT8_ORIENTATION180_WINDOWSRATIO40%_SKYLIGHTRATIO30%.json
60 | 60 | 12 | 0 | 20% | 30% | 10800 | 38 | 38 | 0.93333 | 0.23333 | 48.4567 | 0.93623 | 49.393 | WIDTH30_LENGTH50_HIGHT8_ORIENTATION180_WINDOWSRATIO40%_SKYLIGHTRATIO30%_3Dview.png | WIDTH30_LENGTH50_HIGHT8_ORIENTATION180_WINDOWSRATIO40%_SKYLIGHTRATIO30%.json
60 | 60 | 12 | 45 | 20% | 30% | 10800 | 38 | 38 | 0.93333 | 0.23333 | 48.3779 | 0.97558 | 49.3535 | WIDTH40_LENGTH50_HIGHT8_ORIENTATION180_WINDOWSRATIO40%_SKYLIGHTRATIO30%_3Dview.png | WIDTH40_LENGTH50_HIGHT8_ORIENTATION180_WINDOWSRATIO40%_SKYLIGHTRATIO30%.json
60 | 60 | 12 | 90 | 20% | 30% | 10800 | 38 | 38 | 0.93333 | 0.23333 | 48.4572 | 0.93542 | 49.3926 | WIDTH50_LENGTH50_HIGHT8_ORIENTATION180_WINDOWSRATIO40%_SKYLIGHTRATIO30%_3Dview.png | WIDTH50_LENGTH50_HIGHT8_ORIENTATION180_WINDOWSRATIO40%_SKYLIGHTRATIO30%.json
60 | 60 | 12 | 135 | 20% | 30% | 10800 | 38 | 38 | 0.93333 | 0.23333 | 48.355 | 0.98471 | 49.3397 | WIDTH60_LENGTH50_HIGHT8_ORIENTATION180_WINDOWSRATIO40%_SKYLIGHTRATIO30%_3Dview.png | WIDTH60_LENGTH50_HIGHT8_ORIENTATION180_WINDOWSRATIO40%_SKYLIGHTRATIO30%.json
60 | 60 | 12 | 180 | 20% | 30% | 10800 | 38 | 38 | 0.93333 | 0.23333 | 48.4567 | 0.93623 | 49.393 | WIDTH30_LENGTH60_HIGHT8_ORIENTATION180_WINDOWSRATIO40%_SKYLIGHTRATIO30%_3Dview.png | WIDTH30_LENGTH60_HIGHT8_ORIENTATION180_WINDOWSRATIO40%_SKYLIGHTRATIO30%.json
60 | 60 | 12 | 225 | 20% | 30% | 10800 | 38 | 38 | 0.93333 | 0.23333 | 48.3722 | 0.978 | 49.3502 | WIDTH40_LENGTH60_HIGHT8_ORIENTATION180_WINDOWSRATIO40%_SKYLIGHTRATIO30%_3Dview.png | WIDTH40_LENGTH60_HIGHT8_ORIENTATION180_WINDOWSRATIO40%_SKYLIGHTRATIO30%.json
60 | 60 | 12 | 270 | 20% | 30% | 10800 | 38 | 38 | 0.93333 | 0.23333 | 48.4572 | 0.93542 | 49.3926 | WIDTH50_LENGTH60_HIGHT8_ORIENTATION180_WINDOWSRATIO40%_SKYLIGHTRATIO30%_3Dview.png | WIDTH50_LENGTH60_HIGHT8_ORIENTATION180_WINDOWSRATIO40%_SKYLIGHTRATIO30%.json
60 | 60 | 12 | 315 | 20% | 30% | 10800 | 38 | 38 | 0.93333 | 0.23333 | 48.3585 | 0.98392 | 49.3424 | WIDTH60_LENGTH60_HIGHT8_ORIENTATION180_WINDOWSRATIO40%_SKYLIGHTRATIO30%_3Dview.png | WIDTH60_LENGTH60_HIGHT8_ORIENTATION180_WINDOWSRATIO40%_SKYLIGHTRATIO30%.json
60 | 60 | 12 | 0 | 30% | 30% | 10800 | 38 | 38 | 0.93333 | 0.23333 | 48.9341 | 0.81117 | 49.7453 | WIDTH30_LENGTH30_HIGHT12_ORIENTATION180_WINDOWSRATIO40%_SKYLIGHTRATIO30%_3Dview.png | WIDTH30_LENGTH30_HIGHT12_ORIENTATION180_WINDOWSRATIO40%_SKYLIGHTRATIO30%.json
60 | 60 | 12 | 45 | 30% | 30% | 10800 | 38 | 38 | 0.93333 | 0.23333 | 48.8458 | 0.85675 | 49.7026 | WIDTH40_LENGTH30_HIGHT12_ORIENTATION180_WINDOWSRATIO40%_SKYLIGHTRATIO30%_3Dview.png | WIDTH40_LENGTH30_HIGHT12_ORIENTATION180_WINDOWSRATIO40%_SKYLIGHTRATIO30%.json
60 | 60 | 12 | 90 | 30% | 30% | 10800 | 38 | 38 | 0.93333 | 0.23333 | 48.9347 | 0.81024 | 49.745 | WIDTH50_LENGTH30_HIGHT12_ORIENTATION180_WINDOWSRATIO40%_SKYLIGHTRATIO30%_3Dview.png | WIDTH50_LENGTH30_HIGHT12_ORIENTATION180_WINDOWSRATIO40%_SKYLIGHTRATIO30%.json
60 | 60 | 12 | 135 | 30% | 30% | 10800 | 38 | 38 | 0.93333 | 0.23333 | 48.825 | 0.86544 | 49.6904 | WIDTH60_LENGTH30_HIGHT12_ORIENTATION180_WINDOWSRATIO40%_SKYLIGHTRATIO30%_3Dview.png | WIDTH60_LENGTH30_HIGHT12_ORIENTATION180_WINDOWSRATIO40%_SKYLIGHTRATIO30%.json
60 | 60 | 12 | 180 | 30% | 30% | 10800 | 38 | 38 | 0.93333 | 0.23333 | 48.9341 | 0.81117 | 49.7453 | WIDTH30_LENGTH40_HIGHT12_ORIENTATION180_WINDOWSRATIO40%_SKYLIGHTRATIO30%_3Dview.png | WIDTH30_LENGTH40_HIGHT12_ORIENTATION180_WINDOWSRATIO40%_SKYLIGHTRATIO30%.json
60 | 60 | 12 | 225 | 30% | 30% | 10800 | 38 | 38 | 0.93333 | 0.23333 | 48.8408 | 0.85906 | 49.6998 | WIDTH40_LENGTH40_HIGHT12_ORIENTATION180_WINDOWSRATIO40%_SKYLIGHTRATIO30%_3Dview.png | WIDTH40_LENGTH40_HIGHT12_ORIENTATION180_WINDOWSRATIO40%_SKYLIGHTRATIO30%.json
60 | 60 | 12 | 270 | 30% | 30% | 10800 | 38 | 38 | 0.93333 | 0.23333 | 48.9347 | 0.81024 | 49.745 | WIDTH50_LENGTH40_HIGHT12_ORIENTATION180_WINDOWSRATIO40%_SKYLIGHTRATIO30%_3Dview.png | WIDTH50_LENGTH40_HIGHT12_ORIENTATION180_WINDOWSRATIO40%_SKYLIGHTRATIO30%.json
60 | 60 | 12 | 315 | 30% | 30% | 10800 | 38 | 38 | 0.93333 | 0.23333 | 48.828 | 0.86464 | 49.6927 | WIDTH60_LENGTH40_HIGHT12_ORIENTATION180_WINDOWSRATIO40%_SKYLIGHTRATIO30%_3Dview.png | WIDTH60_LENGTH40_HIGHT12_ORIENTATION180_WINDOWSRATIO40%_SKYLIGHTRATIO30%.json
60 | 60 | 12 | 0 | 40% | 30% | 10800 | 38 | 38 | 0.93333 | 0.23333 | 49.3101 | 0.7109 | 50.021 | WIDTH30_LENGTH50_HIGHT12_ORIENTATION180_WINDOWSRATIO40%_SKYLIGHTRATIO30%_3Dview.png | WIDTH30_LENGTH50_HIGHT12_ORIENTATION180_WINDOWSRATIO40%_SKYLIGHTRATIO30%.json
60 | 60 | 12 | 45 | 40% | 30% | 10800 | 38 | 38 | 0.93333 | 0.23333 | 49.2145 | 0.75822 | 49.9727 | WIDTH40_LENGTH50_HIGHT12_ORIENTATION180_WINDOWSRATIO40%_SKYLIGHTRATIO30%_3Dview.png | WIDTH40_LENGTH50_HIGHT12_ORIENTATION180_WINDOWSRATIO40%_SKYLIGHTRATIO30%.json
60 | 60 | 12 | 90 | 40% | 30% | 10800 | 38 | 38 | 0.93333 | 0.23333 | 49.3105 | 0.7099 | 50.0204 | WIDTH50_LENGTH50_HIGHT12_ORIENTATION180_WINDOWSRATIO40%_SKYLIGHTRATIO30%_3Dview.png | WIDTH50_LENGTH50_HIGHT12_ORIENTATION180_WINDOWSRATIO40%_SKYLIGHTRATIO30%.json
60 | 60 | 12 | 135 | 40% | 30% | 10800 | 38 | 38 | 0.93333 | 0.23333 | 49.1959 | 0.76611 | 49.962 | WIDTH60_LENGTH50_HIGHT12_ORIENTATION180_WINDOWSRATIO40%_SKYLIGHTRATIO30%_3Dview.png | WIDTH60_LENGTH50_HIGHT12_ORIENTATION180_WINDOWSRATIO40%_SKYLIGHTRATIO30%.json
60 | 60 | 12 | 180 | 40% | 30% | 10800 | 38 | 38 | 0.93333 | 0.23333 | 49.3101 | 0.7109 | 50.021 | WIDTH30_LENGTH60_HIGHT12_ORIENTATION180_WINDOWSRATIO40%_SKYLIGHTRATIO30%_3Dview.png | WIDTH30_LENGTH60_HIGHT12_ORIENTATION180_WINDOWSRATIO40%_SKYLIGHTRATIO30%.json
60 | 60 | 12 | 225 | 40% | 30% | 10800 | 38 | 38 | 0.93333 | 0.23333 | 49.2102 | 0.76039 | 49.9706 | WIDTH40_LENGTH60_HIGHT12_ORIENTATION180_WINDOWSRATIO40%_SKYLIGHTRATIO30%_3Dview.png | WIDTH40_LENGTH60_HIGHT12_ORIENTATION180_WINDOWSRATIO40%_SKYLIGHTRATIO30%.json
60 | 60 | 12 | 270 | 40% | 30% | 10800 | 38 | 38 | 0.93333 | 0.23333 | 49.3105 | 0.7099 | 50.0204 | WIDTH50_LENGTH60_HIGHT12_ORIENTATION180_WINDOWSRATIO40%_SKYLIGHTRATIO30%_3Dview.png | WIDTH50_LENGTH60_HIGHT12_ORIENTATION180_WINDOWSRATIO40%_SKYLIGHTRATIO30%.json
60 | 60 | 12 | 315 | 40% | 30% | 10800 | 38 | 38 | 0.93333 | 0.23333 | 49.1978 | 0.76555 | 49.9634 | WIDTH60_LENGTH60_HIGHT12_ORIENTATION180_WINDOWSRATIO40%_SKYLIGHTRATIO30%_3Dview.png | WIDTH60_LENGTH60_HIGHT12_ORIENTATION180_WINDOWSRATIO40%_SKYLIGHTRATIO30%.json
60 | 60 | 12 | 0 | 10% | 40% | 10800 | 38 | 38 | 0.93333 | 0.23333 | 48.1192 | 1.0011 | 49.1203 | WIDTH30_LENGTH30_HIGHT16_ORIENTATION180_WINDOWSRATIO40%_SKYLIGHTRATIO30%_3Dview.png | WIDTH30_LENGTH30_HIGHT16_ORIENTATION180_WINDOWSRATIO40%_SKYLIGHTRATIO30%.json
60 | 60 | 12 | 45 | 10% | 40% | 10800 | 38 | 38 | 0.93333 | 0.23333 | 48.0551 | 1.0359 | 49.0911 | WIDTH40_LENGTH30_HIGHT16_ORIENTATION180_WINDOWSRATIO40%_SKYLIGHTRATIO30%_3Dview.png | WIDTH40_LENGTH30_HIGHT16_ORIENTATION180_WINDOWSRATIO40%_SKYLIGHTRATIO30%.json
60 | 60 | 12 | 90 | 10% | 40% | 10800 | 38 | 38 | 0.93333 | 0.23333 | 48.1186 | 1.0013 | 49.1199 | WIDTH50_LENGTH30_HIGHT16_ORIENTATION180_WINDOWSRATIO40%_SKYLIGHTRATIO30%_3Dview.png | WIDTH50_LENGTH30_HIGHT16_ORIENTATION180_WINDOWSRATIO40%_SKYLIGHTRATIO30%.json
60 | 60 | 12 | 135 | 10% | 40% | 10800 | 38 | 38 | 0.93333 | 0.23333 | 48.0141 | 1.0529 | 49.067 | WIDTH60_LENGTH30_HIGHT16_ORIENTATION180_WINDOWSRATIO40%_SKYLIGHTRATIO30%_3Dview.png | WIDTH60_LENGTH30_HIGHT16_ORIENTATION180_WINDOWSRATIO40%_SKYLIGHTRATIO30%.json
60 | 60 | 12 | 180 | 10% | 40% | 10800 | 38 | 38 | 0.93333 | 0.23333 | 48.1192 | 1.0011 | 49.1203 | WIDTH30_LENGTH40_HIGHT16_ORIENTATION180_WINDOWSRATIO40%_SKYLIGHTRATIO30%_3Dview.png | WIDTH30_LENGTH40_HIGHT16_ORIENTATION180_WINDOWSRATIO40%_SKYLIGHTRATIO30%.json
60 | 60 | 12 | 225 | 10% | 40% | 10800 | 38 | 38 | 0.93333 | 0.23333 | 48.027 | 1.0475 | 49.0745 | WIDTH40_LENGTH40_HIGHT16_ORIENTATION180_WINDOWSRATIO40%_SKYLIGHTRATIO30%_3Dview.png | WIDTH40_LENGTH40_HIGHT16_ORIENTATION180_WINDOWSRATIO40%_SKYLIGHTRATIO30%.json
60 | 60 | 12 | 270 | 10% | 40% | 10800 | 38 | 38 | 0.93333 | 0.23333 | 48.1186 | 1.0013 | 49.1199 | WIDTH50_LENGTH40_HIGHT16_ORIENTATION180_WINDOWSRATIO40%_SKYLIGHTRATIO30%_3Dview.png | WIDTH50_LENGTH40_HIGHT16_ORIENTATION180_WINDOWSRATIO40%_SKYLIGHTRATIO30%.json
60 | 60 | 12 | 315 | 10% | 40% | 10800 | 38 | 38 | 0.93333 | 0.23333 | 48.0274 | 1.0489 | 49.0763 | WIDTH60_LENGTH40_HIGHT16_ORIENTATION180_WINDOWSRATIO40%_SKYLIGHTRATIO30%_3Dview.png | WIDTH60_LENGTH40_HIGHT16_ORIENTATION180_WINDOWSRATIO40%_SKYLIGHTRATIO30%.json
60 | 60 | 12 | 0 | 20% | 40% | 10800 | 38 | 38 | 0.93333 | 0.23333 | 48.6799 | 0.86007 | 49.5399 | WIDTH30_LENGTH50_HIGHT16_ORIENTATION180_WINDOWSRATIO40%_SKYLIGHTRATIO30%_3Dview.png | WIDTH30_LENGTH50_HIGHT16_ORIENTATION180_WINDOWSRATIO40%_SKYLIGHTRATIO30%.json
60 | 60 | 12 | 45 | 20% | 40% | 10800 | 38 | 38 | 0.93333 | 0.23333 | 48.6018 | 0.90168 | 49.5035 | WIDTH40_LENGTH50_HIGHT16_ORIENTATION180_WINDOWSRATIO40%_SKYLIGHTRATIO30%_3Dview.png | WIDTH40_LENGTH50_HIGHT16_ORIENTATION180_WINDOWSRATIO40%_SKYLIGHTRATIO30%.json
60 | 60 | 12 | 90 | 20% | 40% | 10800 | 38 | 38 | 0.93333 | 0.23333 | 48.6791 | 0.86002 | 49.5392 | WIDTH50_LENGTH50_HIGHT16_ORIENTATION180_WINDOWSRATIO40%_SKYLIGHTRATIO30%_3Dview.png | WIDTH50_LENGTH50_HIGHT16_ORIENTATION180_WINDOWSRATIO40%_SKYLIGHTRATIO30%.json
60 | 60 | 12 | 135 | 20% | 40% | 10800 | 38 | 38 | 0.93333 | 0.23333 | 48.5651 | 0.91775 | 49.4828 | WIDTH60_LENGTH50_HIGHT16_ORIENTATION180_WINDOWSRATIO40%_SKYLIGHTRATIO30%_3Dview.png | WIDTH60_LENGTH50_HIGHT16_ORIENTATION180_WINDOWSRATIO40%_SKYLIGHTRATIO30%.json
60 | 60 | 12 | 180 | 20% | 40% | 10800 | 38 | 38 | 0.93333 | 0.23333 | 48.6799 | 0.86007 | 49.5399 | WIDTH30_LENGTH60_HIGHT16_ORIENTATION180_WINDOWSRATIO40%_SKYLIGHTRATIO30%_3Dview.png | WIDTH30_LENGTH60_HIGHT16_ORIENTATION180_WINDOWSRATIO40%_SKYLIGHTRATIO30%.json
60 | 60 | 12 | 225 | 20% | 40% | 10800 | 38 | 38 | 0.93333 | 0.23333 | 48.5761 | 0.91273 | 49.4888 | WIDTH40_LENGTH60_HIGHT16_ORIENTATION180_WINDOWSRATIO40%_SKYLIGHTRATIO30%_3Dview.png | WIDTH40_LENGTH60_HIGHT16_ORIENTATION180_WINDOWSRATIO40%_SKYLIGHTRATIO30%.json
60 | 60 | 12 | 270 | 20% | 40% | 10800 | 38 | 38 | 0.93333 | 0.23333 | 48.6791 | 0.86002 | 49.5392 | WIDTH50_LENGTH60_HIGHT16_ORIENTATION180_WINDOWSRATIO40%_SKYLIGHTRATIO30%_3Dview.png | WIDTH50_LENGTH60_HIGHT16_ORIENTATION180_WINDOWSRATIO40%_SKYLIGHTRATIO30%.json
60 | 60 | 12 | 315 | 20% | 40% | 10800 | 38 | 38 | 0.93333 | 0.23333 | 48.5762 | 0.91474 | 49.4909 | WIDTH60_LENGTH60_HIGHT16_ORIENTATION180_WINDOWSRATIO40%_SKYLIGHTRATIO30%_3Dview.png | WIDTH60_LENGTH60_HIGHT16_ORIENTATION180_WINDOWSRATIO40%_SKYLIGHTRATIO30%.json
60 | 60 | 12 | 0 | 30% | 40% | 10800 | 38 | 38 | 0.93333 | 0.23333 | 49.1278 | 0.74418 | 49.8719 | WIDTH30_LENGTH30_HIGHT8_ORIENTATION225_WINDOWSRATIO40%_SKYLIGHTRATIO30%_3Dview.png | WIDTH30_LENGTH30_HIGHT8_ORIENTATION225_WINDOWSRATIO40%_SKYLIGHTRATIO30%.json
60 | 60 | 12 | 45 | 30% | 40% | 10800 | 38 | 38 | 0.93333 | 0.23333 | 49.0409 | 0.78699 | 49.8279 | WIDTH40_LENGTH30_HIGHT8_ORIENTATION225_WINDOWSRATIO40%_SKYLIGHTRATIO30%_3Dview.png | WIDTH40_LENGTH30_HIGHT8_ORIENTATION225_WINDOWSRATIO40%_SKYLIGHTRATIO30%.json
60 | 60 | 12 | 90 | 30% | 40% | 10800 | 38 | 38 | 0.93333 | 0.23333 | 49.1276 | 0.74368 | 49.8713 | WIDTH50_LENGTH30_HIGHT8_ORIENTATION225_WINDOWSRATIO40%_SKYLIGHTRATIO30%_3Dview.png | WIDTH50_LENGTH30_HIGHT8_ORIENTATION225_WINDOWSRATIO40%_SKYLIGHTRATIO30%.json
60 | 60 | 12 | 135 | 30% | 40% | 10800 | 38 | 38 | 0.93333 | 0.23333 | 49.0084 | 0.80238 | 49.8108 | WIDTH60_LENGTH30_HIGHT8_ORIENTATION225_WINDOWSRATIO40%_SKYLIGHTRATIO30%_3Dview.png | WIDTH60_LENGTH30_HIGHT8_ORIENTATION225_WINDOWSRATIO40%_SKYLIGHTRATIO30%.json
60 | 60 | 12 | 180 | 30% | 40% | 10800 | 38 | 38 | 0.93333 | 0.23333 | 49.1278 | 0.74418 | 49.8719 | WIDTH30_LENGTH40_HIGHT8_ORIENTATION225_WINDOWSRATIO40%_SKYLIGHTRATIO30%_3Dview.png | WIDTH30_LENGTH40_HIGHT8_ORIENTATION225_WINDOWSRATIO40%_SKYLIGHTRATIO30%.json
60 | 60 | 12 | 225 | 30% | 40% | 10800 | 38 | 38 | 0.93333 | 0.23333 | 49.0186 | 0.79745 | 49.816 | WIDTH40_LENGTH40_HIGHT8_ORIENTATION225_WINDOWSRATIO40%_SKYLIGHTRATIO30%_3Dview.png | WIDTH40_LENGTH40_HIGHT8_ORIENTATION225_WINDOWSRATIO40%_SKYLIGHTRATIO30%.json
60 | 60 | 12 | 270 | 30% | 40% | 10800 | 38 | 38 | 0.93333 | 0.23333 | 49.1276 | 0.74368 | 49.8713 | WIDTH50_LENGTH40_HIGHT8_ORIENTATION225_WINDOWSRATIO40%_SKYLIGHTRATIO30%_3Dview.png | WIDTH50_LENGTH40_HIGHT8_ORIENTATION225_WINDOWSRATIO40%_SKYLIGHTRATIO30%.json
60 | 60 | 12 | 315 | 30% | 40% | 10800 | 38 | 38 | 0.93333 | 0.23333 | 49.0169 | 0.79929 | 49.8162 | WIDTH60_LENGTH40_HIGHT8_ORIENTATION225_WINDOWSRATIO40%_SKYLIGHTRATIO30%_3Dview.png | WIDTH60_LENGTH40_HIGHT8_ORIENTATION225_WINDOWSRATIO40%_SKYLIGHTRATIO30%.json
60 | 60 | 12 | 0 | 40% | 40% | 10800 | 38 | 38 | 0.93333 | 0.23333 | 49.4824 | 0.64788 | 50.1303 | WIDTH30_LENGTH50_HIGHT8_ORIENTATION225_WINDOWSRATIO40%_SKYLIGHTRATIO30%_3Dview.png | WIDTH30_LENGTH50_HIGHT8_ORIENTATION225_WINDOWSRATIO40%_SKYLIGHTRATIO30%.json
60 | 60 | 12 | 45 | 40% | 40% | 10800 | 38 | 38 | 0.93333 | 0.23333 | 49.3884 | 0.69234 | 50.0807 | WIDTH40_LENGTH50_HIGHT8_ORIENTATION225_WINDOWSRATIO40%_SKYLIGHTRATIO30%_3Dview.png | WIDTH40_LENGTH50_HIGHT8_ORIENTATION225_WINDOWSRATIO40%_SKYLIGHTRATIO30%.json
60 | 60 | 12 | 90 | 40% | 40% | 10800 | 38 | 38 | 0.93333 | 0.23333 | 49.4818 | 0.64789 | 50.1297 | WIDTH50_LENGTH50_HIGHT8_ORIENTATION225_WINDOWSRATIO40%_SKYLIGHTRATIO30%_3Dview.png | WIDTH50_LENGTH50_HIGHT8_ORIENTATION225_WINDOWSRATIO40%_SKYLIGHTRATIO30%.json
60 | 60 | 12 | 135 | 40% | 40% | 10800 | 38 | 38 | 0.93333 | 0.23333 | 49.3585 | 0.70728 | 50.0658 | WIDTH60_LENGTH50_HIGHT8_ORIENTATION225_WINDOWSRATIO40%_SKYLIGHTRATIO30%_3Dview.png | WIDTH60_LENGTH50_HIGHT8_ORIENTATION225_WINDOWSRATIO40%_SKYLIGHTRATIO30%.json
60 | 60 | 12 | 180 | 40% | 40% | 10800 | 38 | 38 | 0.93333 | 0.23333 | 49.4824 | 0.64788 | 50.1303 | WIDTH30_LENGTH60_HIGHT8_ORIENTATION225_WINDOWSRATIO40%_SKYLIGHTRATIO30%_3Dview.png | WIDTH30_LENGTH60_HIGHT8_ORIENTATION225_WINDOWSRATIO40%_SKYLIGHTRATIO30%.json
60 | 60 | 12 | 225 | 40% | 40% | 10800 | 38 | 38 | 0.93333 | 0.23333 | 49.3679 | 0.70277 | 50.0707 | WIDTH40_LENGTH60_HIGHT8_ORIENTATION225_WINDOWSRATIO40%_SKYLIGHTRATIO30%_3Dview.png | WIDTH40_LENGTH60_HIGHT8_ORIENTATION225_WINDOWSRATIO40%_SKYLIGHTRATIO30%.json
60 | 60 | 12 | 270 | 40% | 40% | 10800 | 38 | 38 | 0.93333 | 0.23333 | 49.4818 | 0.64789 | 50.1297 | WIDTH50_LENGTH60_HIGHT8_ORIENTATION225_WINDOWSRATIO40%_SKYLIGHTRATIO30%_3Dview.png | WIDTH50_LENGTH60_HIGHT8_ORIENTATION225_WINDOWSRATIO40%_SKYLIGHTRATIO30%.json
60 | 60 | 12 | 315 | 40% | 40% | 10800 | 38 | 38 | 0.93333 | 0.23333 | 49.3654 | 0.70476 | 50.0701 | WIDTH60_LENGTH60_HIGHT8_ORIENTATION225_WINDOWSRATIO40%_SKYLIGHTRATIO30%_3Dview.png | WIDTH60_LENGTH60_HIGHT8_ORIENTATION225_WINDOWSRATIO40%_SKYLIGHTRATIO30%.json
50 | 30 | 16 | 0 | 10% | 10% | 6000 | 8 | 28 | 0.92667 | 0.23167 | 44.1627 | 1.2645 | 45.4272 | WIDTH30_LENGTH30_HIGHT12_ORIENTATION225_WINDOWSRATIO40%_SKYLIGHTRATIO30%_3Dview.png | WIDTH30_LENGTH30_HIGHT12_ORIENTATION225_WINDOWSRATIO40%_SKYLIGHTRATIO30%.json
30 | 50 | 16 | 0 | 10% | 10% | 6000 | 28 | 8 | 0.92667 | 0.23167 | 44.1549 | 1.3202 | 45.4751 | WIDTH40_LENGTH30_HIGHT12_ORIENTATION225_WINDOWSRATIO40%_SKYLIGHTRATIO30%_3Dview.png | WIDTH40_LENGTH30_HIGHT12_ORIENTATION225_WINDOWSRATIO40%_SKYLIGHTRATIO30%.json
50 | 30 | 16 | 45 | 10% | 10% | 6000 | 8 | 28 | 0.92667 | 0.23167 | 44.052 | 1.3533 | 45.4053 | WIDTH50_LENGTH30_HIGHT12_ORIENTATION225_WINDOWSRATIO40%_SKYLIGHTRATIO30%_3Dview.png | WIDTH50_LENGTH30_HIGHT12_ORIENTATION225_WINDOWSRATIO40%_SKYLIGHTRATIO30%.json
30 | 50 | 16 | 45 | 10% | 10% | 6000 | 28 | 8 | 0.92667 | 0.23167 | 44.0492 | 1.3449 | 45.3941 | WIDTH60_LENGTH30_HIGHT12_ORIENTATION225_WINDOWSRATIO40%_SKYLIGHTRATIO30%_3Dview.png | WIDTH60_LENGTH30_HIGHT12_ORIENTATION225_WINDOWSRATIO40%_SKYLIGHTRATIO30%.json
50 | 30 | 16 | 90 | 10% | 10% | 6000 | 8 | 28 | 0.92667 | 0.23167 | 44.155 | 1.3198 | 45.4748 | WIDTH30_LENGTH40_HIGHT12_ORIENTATION225_WINDOWSRATIO40%_SKYLIGHTRATIO30%_3Dview.png | WIDTH30_LENGTH40_HIGHT12_ORIENTATION225_WINDOWSRATIO40%_SKYLIGHTRATIO30%.json
30 | 50 | 16 | 90 | 10% | 10% | 6000 | 28 | 8 | 0.92667 | 0.23167 | 44.1623 | 1.2646 | 45.4269 | WIDTH40_LENGTH40_HIGHT12_ORIENTATION225_WINDOWSRATIO40%_SKYLIGHTRATIO30%_3Dview.png | WIDTH40_LENGTH40_HIGHT12_ORIENTATION225_WINDOWSRATIO40%_SKYLIGHTRATIO30%.json
50 | 30 | 16 | 135 | 10% | 10% | 6000 | 8 | 28 | 0.92667 | 0.23167 | 44.0466 | 1.3458 | 45.3923 | WIDTH50_LENGTH40_HIGHT12_ORIENTATION225_WINDOWSRATIO40%_SKYLIGHTRATIO30%_3Dview.png | WIDTH50_LENGTH40_HIGHT12_ORIENTATION225_WINDOWSRATIO40%_SKYLIGHTRATIO30%.json
30 | 50 | 16 | 135 | 10% | 10% | 6000 | 28 | 8 | 0.92667 | 0.23167 | 44.0499 | 1.3539 | 45.4038 | WIDTH60_LENGTH40_HIGHT12_ORIENTATION225_WINDOWSRATIO40%_SKYLIGHTRATIO30%_3Dview.png | WIDTH60_LENGTH40_HIGHT12_ORIENTATION225_WINDOWSRATIO40%_SKYLIGHTRATIO30%.json
50 | 30 | 16 | 180 | 10% | 10% | 6000 | 8 | 28 | 0.92667 | 0.23167 | 44.1627 | 1.2645 | 45.4272 | WIDTH30_LENGTH50_HIGHT12_ORIENTATION225_WINDOWSRATIO40%_SKYLIGHTRATIO30%_3Dview.png | WIDTH30_LENGTH50_HIGHT12_ORIENTATION225_WINDOWSRATIO40%_SKYLIGHTRATIO30%.json
30 | 50 | 16 | 180 | 10% | 10% | 6000 | 28 | 8 | 0.92667 | 0.23167 | 44.1549 | 1.3202 | 45.4751 | WIDTH40_LENGTH50_HIGHT12_ORIENTATION225_WINDOWSRATIO40%_SKYLIGHTRATIO30%_3Dview.png | WIDTH40_LENGTH50_HIGHT12_ORIENTATION225_WINDOWSRATIO40%_SKYLIGHTRATIO30%.json
50 | 30 | 16 | 225 | 10% | 10% | 6000 | 8 | 28 | 0.92667 | 0.23167 | 44.0465 | 1.3548 | 45.4013 | WIDTH50_LENGTH50_HIGHT12_ORIENTATION225_WINDOWSRATIO40%_SKYLIGHTRATIO30%_3Dview.png | WIDTH50_LENGTH50_HIGHT12_ORIENTATION225_WINDOWSRATIO40%_SKYLIGHTRATIO30%.json
30 | 50 | 16 | 225 | 10% | 10% | 6000 | 28 | 8 | 0.92667 | 0.23167 | 44.0481 | 1.3453 | 45.3934 | WIDTH60_LENGTH50_HIGHT12_ORIENTATION225_WINDOWSRATIO40%_SKYLIGHTRATIO30%_3Dview.png | WIDTH60_LENGTH50_HIGHT12_ORIENTATION225_WINDOWSRATIO40%_SKYLIGHTRATIO30%.json
50 | 30 | 16 | 270 | 10% | 10% | 6000 | 8 | 28 | 0.92667 | 0.23167 | 44.155 | 1.3198 | 45.4748 | WIDTH30_LENGTH60_HIGHT12_ORIENTATION225_WINDOWSRATIO40%_SKYLIGHTRATIO30%_3Dview.png | WIDTH30_LENGTH60_HIGHT12_ORIENTATION225_WINDOWSRATIO40%_SKYLIGHTRATIO30%.json
30 | 50 | 16 | 270 | 10% | 10% | 6000 | 28 | 8 | 0.92667 | 0.23167 | 44.1623 | 1.2646 | 45.4269 | WIDTH40_LENGTH60_HIGHT12_ORIENTATION225_WINDOWSRATIO40%_SKYLIGHTRATIO30%_3Dview.png | WIDTH40_LENGTH60_HIGHT12_ORIENTATION225_WINDOWSRATIO40%_SKYLIGHTRATIO30%.json
50 | 30 | 16 | 315 | 10% | 10% | 6000 | 8 | 28 | 0.92667 | 0.23167 | 44.0492 | 1.3447 | 45.3939 | WIDTH50_LENGTH60_HIGHT12_ORIENTATION225_WINDOWSRATIO40%_SKYLIGHTRATIO30%_3Dview.png | WIDTH50_LENGTH60_HIGHT12_ORIENTATION225_WINDOWSRATIO40%_SKYLIGHTRATIO30%.json
30 | 50 | 16 | 315 | 10% | 10% | 6000 | 28 | 8 | 0.92667 | 0.23167 | 44.05 | 1.3537 | 45.4037 | WIDTH60_LENGTH60_HIGHT12_ORIENTATION225_WINDOWSRATIO40%_SKYLIGHTRATIO30%_3Dview.png | WIDTH60_LENGTH60_HIGHT12_ORIENTATION225_WINDOWSRATIO40%_SKYLIGHTRATIO30%.json
50 | 30 | 16 | 0 | 20% | 10% | 6000 | 8 | 28 | 0.92667 | 0.23167 | 45.2412 | 1.0077 | 46.249 | WIDTH30_LENGTH30_HIGHT16_ORIENTATION225_WINDOWSRATIO40%_SKYLIGHTRATIO30%_3Dview.png | WIDTH30_LENGTH30_HIGHT16_ORIENTATION225_WINDOWSRATIO40%_SKYLIGHTRATIO30%.json
30 | 50 | 16 | 0 | 20% | 10% | 6000 | 28 | 8 | 0.92667 | 0.23167 | 45.2051 | 1.0771 | 46.2822 | WIDTH40_LENGTH30_HIGHT16_ORIENTATION225_WINDOWSRATIO40%_SKYLIGHTRATIO30%_3Dview.png | WIDTH40_LENGTH30_HIGHT16_ORIENTATION225_WINDOWSRATIO40%_SKYLIGHTRATIO30%.json
50 | 30 | 16 | 45 | 20% | 10% | 6000 | 8 | 28 | 0.92667 | 0.23167 | 45.0987 | 1.1089 | 46.2076 | WIDTH50_LENGTH30_HIGHT16_ORIENTATION225_WINDOWSRATIO40%_SKYLIGHTRATIO30%_3Dview.png | WIDTH50_LENGTH30_HIGHT16_ORIENTATION225_WINDOWSRATIO40%_SKYLIGHTRATIO30%.json
30 | 50 | 16 | 45 | 20% | 10% | 6000 | 28 | 8 | 0.92667 | 0.23167 | 45.0978 | 1.1027 | 46.2005 | WIDTH60_LENGTH30_HIGHT16_ORIENTATION225_WINDOWSRATIO40%_SKYLIGHTRATIO30%_3Dview.png | WIDTH60_LENGTH30_HIGHT16_ORIENTATION225_WINDOWSRATIO40%_SKYLIGHTRATIO30%.json
50 | 30 | 16 | 90 | 20% | 10% | 6000 | 8 | 28 | 0.92667 | 0.23167 | 45.2052 | 1.0768 | 46.2819 | WIDTH30_LENGTH40_HIGHT16_ORIENTATION225_WINDOWSRATIO40%_SKYLIGHTRATIO30%_3Dview.png | WIDTH30_LENGTH40_HIGHT16_ORIENTATION225_WINDOWSRATIO40%_SKYLIGHTRATIO30%.json
30 | 50 | 16 | 90 | 20% | 10% | 6000 | 28 | 8 | 0.92667 | 0.23167 | 45.241 | 1.0078 | 46.2487 | WIDTH40_LENGTH40_HIGHT16_ORIENTATION225_WINDOWSRATIO40%_SKYLIGHTRATIO30%_3Dview.png | WIDTH40_LENGTH40_HIGHT16_ORIENTATION225_WINDOWSRATIO40%_SKYLIGHTRATIO30%.json
50 | 30 | 16 | 135 | 20% | 10% | 6000 | 8 | 28 | 0.92667 | 0.23167 | 45.0959 | 1.1034 | 46.1993 | WIDTH50_LENGTH40_HIGHT16_ORIENTATION225_WINDOWSRATIO40%_SKYLIGHTRATIO30%_3Dview.png | WIDTH50_LENGTH40_HIGHT16_ORIENTATION225_WINDOWSRATIO40%_SKYLIGHTRATIO30%.json
30 | 50 | 16 | 135 | 20% | 10% | 6000 | 28 | 8 | 0.92667 | 0.23167 | 45.0971 | 1.1095 | 46.2066 | WIDTH60_LENGTH40_HIGHT16_ORIENTATION225_WINDOWSRATIO40%_SKYLIGHTRATIO30%_3Dview.png | WIDTH60_LENGTH40_HIGHT16_ORIENTATION225_WINDOWSRATIO40%_SKYLIGHTRATIO30%.json
50 | 30 | 16 | 180 | 20% | 10% | 6000 | 8 | 28 | 0.92667 | 0.23167 | 45.2412 | 1.0077 | 46.249 | WIDTH30_LENGTH50_HIGHT16_ORIENTATION225_WINDOWSRATIO40%_SKYLIGHTRATIO30%_3Dview.png | WIDTH30_LENGTH50_HIGHT16_ORIENTATION225_WINDOWSRATIO40%_SKYLIGHTRATIO30%.json
30 | 50 | 16 | 180 | 20% | 10% | 6000 | 28 | 8 | 0.92667 | 0.23167 | 45.2051 | 1.0771 | 46.2822 | WIDTH40_LENGTH50_HIGHT16_ORIENTATION225_WINDOWSRATIO40%_SKYLIGHTRATIO30%_3Dview.png | WIDTH40_LENGTH50_HIGHT16_ORIENTATION225_WINDOWSRATIO40%_SKYLIGHTRATIO30%.json
50 | 30 | 16 | 225 | 20% | 10% | 6000 | 8 | 28 | 0.92667 | 0.23167 | 45.0942 | 1.1103 | 46.2044 | WIDTH50_LENGTH50_HIGHT16_ORIENTATION225_WINDOWSRATIO40%_SKYLIGHTRATIO30%_3Dview.png | WIDTH50_LENGTH50_HIGHT16_ORIENTATION225_WINDOWSRATIO40%_SKYLIGHTRATIO30%.json
30 | 50 | 16 | 225 | 20% | 10% | 6000 | 28 | 8 | 0.92667 | 0.23167 | 45.0971 | 1.1031 | 46.2001 | WIDTH60_LENGTH50_HIGHT16_ORIENTATION225_WINDOWSRATIO40%_SKYLIGHTRATIO30%_3Dview.png | WIDTH60_LENGTH50_HIGHT16_ORIENTATION225_WINDOWSRATIO40%_SKYLIGHTRATIO30%.json
50 | 30 | 16 | 270 | 20% | 10% | 6000 | 8 | 28 | 0.92667 | 0.23167 | 45.2052 | 1.0768 | 46.2819 | WIDTH30_LENGTH60_HIGHT16_ORIENTATION225_WINDOWSRATIO40%_SKYLIGHTRATIO30%_3Dview.png | WIDTH30_LENGTH60_HIGHT16_ORIENTATION225_WINDOWSRATIO40%_SKYLIGHTRATIO30%.json
30 | 50 | 16 | 270 | 20% | 10% | 6000 | 28 | 8 | 0.92667 | 0.23167 | 45.241 | 1.0078 | 46.2487 | WIDTH40_LENGTH60_HIGHT16_ORIENTATION225_WINDOWSRATIO40%_SKYLIGHTRATIO30%_3Dview.png | WIDTH40_LENGTH60_HIGHT16_ORIENTATION225_WINDOWSRATIO40%_SKYLIGHTRATIO30%.json
50 | 30 | 16 | 315 | 20% | 10% | 6000 | 8 | 28 | 0.92667 | 0.23167 | 45.0978 | 1.1026 | 46.2004 | WIDTH50_LENGTH60_HIGHT16_ORIENTATION225_WINDOWSRATIO40%_SKYLIGHTRATIO30%_3Dview.png | WIDTH50_LENGTH60_HIGHT16_ORIENTATION225_WINDOWSRATIO40%_SKYLIGHTRATIO30%.json
30 | 50 | 16 | 315 | 20% | 10% | 6000 | 28 | 8 | 0.92667 | 0.23167 | 45.0972 | 1.1094 | 46.2066 | WIDTH60_LENGTH60_HIGHT16_ORIENTATION225_WINDOWSRATIO40%_SKYLIGHTRATIO30%_3Dview.png | WIDTH60_LENGTH60_HIGHT16_ORIENTATION225_WINDOWSRATIO40%_SKYLIGHTRATIO30%.json
50 | 30 | 16 | 0 | 30% | 10% | 6000 | 8 | 28 | 0.92667 | 0.23167 | 46.0668 | 0.8027 | 46.8695 | WIDTH30_LENGTH30_HIGHT8_ORIENTATION270_WINDOWSRATIO40%_SKYLIGHTRATIO30%_3Dview.png | WIDTH30_LENGTH30_HIGHT8_ORIENTATION270_WINDOWSRATIO40%_SKYLIGHTRATIO30%.json
30 | 50 | 16 | 0 | 30% | 10% | 6000 | 28 | 8 | 0.92667 | 0.23167 | 45.985 | 0.88076 | 46.8658 | WIDTH40_LENGTH30_HIGHT8_ORIENTATION270_WINDOWSRATIO40%_SKYLIGHTRATIO30%_3Dview.png | WIDTH40_LENGTH30_HIGHT8_ORIENTATION270_WINDOWSRATIO40%_SKYLIGHTRATIO30%.json
50 | 30 | 16 | 45 | 30% | 10% | 6000 | 8 | 28 | 0.92667 | 0.23167 | 45.887 | 0.9141 | 46.8011 | WIDTH50_LENGTH30_HIGHT8_ORIENTATION270_WINDOWSRATIO40%_SKYLIGHTRATIO30%_3Dview.png | WIDTH50_LENGTH30_HIGHT8_ORIENTATION270_WINDOWSRATIO40%_SKYLIGHTRATIO30%.json
30 | 50 | 16 | 45 | 30% | 10% | 6000 | 28 | 8 | 0.92667 | 0.23167 | 45.8952 | 0.90615 | 46.8013 | WIDTH60_LENGTH30_HIGHT8_ORIENTATION270_WINDOWSRATIO40%_SKYLIGHTRATIO30%_3Dview.png | WIDTH60_LENGTH30_HIGHT8_ORIENTATION270_WINDOWSRATIO40%_SKYLIGHTRATIO30%.json
50 | 30 | 16 | 90 | 30% | 10% | 6000 | 8 | 28 | 0.92667 | 0.23167 | 45.985 | 0.88046 | 46.8655 | WIDTH30_LENGTH40_HIGHT8_ORIENTATION270_WINDOWSRATIO40%_SKYLIGHTRATIO30%_3Dview.png | WIDTH30_LENGTH40_HIGHT8_ORIENTATION270_WINDOWSRATIO40%_SKYLIGHTRATIO30%.json
30 | 50 | 16 | 90 | 30% | 10% | 6000 | 28 | 8 | 0.92667 | 0.23167 | 46.0667 | 0.80274 | 46.8694 | WIDTH40_LENGTH40_HIGHT8_ORIENTATION270_WINDOWSRATIO40%_SKYLIGHTRATIO30%_3Dview.png | WIDTH40_LENGTH40_HIGHT8_ORIENTATION270_WINDOWSRATIO40%_SKYLIGHTRATIO30%.json
50 | 30 | 16 | 135 | 30% | 10% | 6000 | 8 | 28 | 0.92667 | 0.23167 | 45.894 | 0.90674 | 46.8007 | WIDTH50_LENGTH40_HIGHT8_ORIENTATION270_WINDOWSRATIO40%_SKYLIGHTRATIO30%_3Dview.png | WIDTH50_LENGTH40_HIGHT8_ORIENTATION270_WINDOWSRATIO40%_SKYLIGHTRATIO30%.json
30 | 50 | 16 | 135 | 30% | 10% | 6000 | 28 | 8 | 0.92667 | 0.23167 | 45.8861 | 0.91463 | 46.8007 | WIDTH60_LENGTH40_HIGHT8_ORIENTATION270_WINDOWSRATIO40%_SKYLIGHTRATIO30%_3Dview.png | WIDTH60_LENGTH40_HIGHT8_ORIENTATION270_WINDOWSRATIO40%_SKYLIGHTRATIO30%.json
50 | 30 | 16 | 180 | 30% | 10% | 6000 | 8 | 28 | 0.92667 | 0.23167 | 46.0668 | 0.8027 | 46.8695 | WIDTH30_LENGTH50_HIGHT8_ORIENTATION270_WINDOWSRATIO40%_SKYLIGHTRATIO30%_3Dview.png | WIDTH30_LENGTH50_HIGHT8_ORIENTATION270_WINDOWSRATIO40%_SKYLIGHTRATIO30%.json
30 | 50 | 16 | 180 | 30% | 10% | 6000 | 28 | 8 | 0.92667 | 0.23167 | 45.985 | 0.88076 | 46.8658 | WIDTH40_LENGTH50_HIGHT8_ORIENTATION270_WINDOWSRATIO40%_SKYLIGHTRATIO30%_3Dview.png | WIDTH40_LENGTH50_HIGHT8_ORIENTATION270_WINDOWSRATIO40%_SKYLIGHTRATIO30%.json
50 | 30 | 16 | 225 | 30% | 10% | 6000 | 8 | 28 | 0.92667 | 0.23167 | 45.8842 | 0.91526 | 46.7995 | WIDTH50_LENGTH50_HIGHT8_ORIENTATION270_WINDOWSRATIO40%_SKYLIGHTRATIO30%_3Dview.png | WIDTH50_LENGTH50_HIGHT8_ORIENTATION270_WINDOWSRATIO40%_SKYLIGHTRATIO30%.json
30 | 50 | 16 | 225 | 30% | 10% | 6000 | 28 | 8 | 0.92667 | 0.23167 | 45.8949 | 0.90644 | 46.8013 | WIDTH60_LENGTH50_HIGHT8_ORIENTATION270_WINDOWSRATIO40%_SKYLIGHTRATIO30%_3Dview.png | WIDTH60_LENGTH50_HIGHT8_ORIENTATION270_WINDOWSRATIO40%_SKYLIGHTRATIO30%.json
50 | 30 | 16 | 270 | 30% | 10% | 6000 | 8 | 28 | 0.92667 | 0.23167 | 45.985 | 0.88046 | 46.8655 | WIDTH30_LENGTH60_HIGHT8_ORIENTATION270_WINDOWSRATIO40%_SKYLIGHTRATIO30%_3Dview.png | WIDTH30_LENGTH60_HIGHT8_ORIENTATION270_WINDOWSRATIO40%_SKYLIGHTRATIO30%.json
30 | 50 | 16 | 270 | 30% | 10% | 6000 | 28 | 8 | 0.92667 | 0.23167 | 46.0667 | 0.80274 | 46.8694 | WIDTH40_LENGTH60_HIGHT8_ORIENTATION270_WINDOWSRATIO40%_SKYLIGHTRATIO30%_3Dview.png | WIDTH40_LENGTH60_HIGHT8_ORIENTATION270_WINDOWSRATIO40%_SKYLIGHTRATIO30%.json
50 | 30 | 16 | 315 | 30% | 10% | 6000 | 8 | 28 | 0.92667 | 0.23167 | 45.8952 | 0.90595 | 46.8012 | WIDTH50_LENGTH60_HIGHT8_ORIENTATION270_WINDOWSRATIO40%_SKYLIGHTRATIO30%_3Dview.png | WIDTH50_LENGTH60_HIGHT8_ORIENTATION270_WINDOWSRATIO40%_SKYLIGHTRATIO30%.json
30 | 50 | 16 | 315 | 30% | 10% | 6000 | 28 | 8 | 0.92667 | 0.23167 | 45.8861 | 0.91454 | 46.8007 | WIDTH60_LENGTH60_HIGHT8_ORIENTATION270_WINDOWSRATIO40%_SKYLIGHTRATIO30%_3Dview.png | WIDTH60_LENGTH60_HIGHT8_ORIENTATION270_WINDOWSRATIO40%_SKYLIGHTRATIO30%.json
50 | 30 | 16 | 0 | 40% | 10% | 6000 | 8 | 28 | 0.92667 | 0.23167 | 46.6767 | 0.64536 | 47.3221 | WIDTH30_LENGTH30_HIGHT12_ORIENTATION270_WINDOWSRATIO40%_SKYLIGHTRATIO30%_3Dview.png | WIDTH30_LENGTH30_HIGHT12_ORIENTATION270_WINDOWSRATIO40%_SKYLIGHTRATIO30%.json
30 | 50 | 16 | 0 | 40% | 10% | 6000 | 28 | 8 | 0.92667 | 0.23167 | 46.5487 | 0.72452 | 47.2732 | WIDTH40_LENGTH30_HIGHT12_ORIENTATION270_WINDOWSRATIO40%_SKYLIGHTRATIO30%_3Dview.png | WIDTH40_LENGTH30_HIGHT12_ORIENTATION270_WINDOWSRATIO40%_SKYLIGHTRATIO30%.json
50 | 30 | 16 | 45 | 40% | 10% | 6000 | 8 | 28 | 0.92667 | 0.23167 | 46.4657 | 0.75671 | 47.2224 | WIDTH50_LENGTH30_HIGHT12_ORIENTATION270_WINDOWSRATIO40%_SKYLIGHTRATIO30%_3Dview.png | WIDTH50_LENGTH30_HIGHT12_ORIENTATION270_WINDOWSRATIO40%_SKYLIGHTRATIO30%.json
30 | 50 | 16 | 45 | 40% | 10% | 6000 | 28 | 8 | 0.92667 | 0.23167 | 46.4881 | 0.74811 | 47.2362 | WIDTH60_LENGTH30_HIGHT12_ORIENTATION270_WINDOWSRATIO40%_SKYLIGHTRATIO30%_3Dview.png | WIDTH60_LENGTH30_HIGHT12_ORIENTATION270_WINDOWSRATIO40%_SKYLIGHTRATIO30%.json
50 | 30 | 16 | 90 | 40% | 10% | 6000 | 8 | 28 | 0.92667 | 0.23167 | 46.5488 | 0.72426 | 47.2731 | WIDTH30_LENGTH40_HIGHT12_ORIENTATION270_WINDOWSRATIO40%_SKYLIGHTRATIO30%_3Dview.png | WIDTH30_LENGTH40_HIGHT12_ORIENTATION270_WINDOWSRATIO40%_SKYLIGHTRATIO30%.json
30 | 50 | 16 | 90 | 40% | 10% | 6000 | 28 | 8 | 0.92667 | 0.23167 | 46.6765 | 0.64539 | 47.3219 | WIDTH40_LENGTH40_HIGHT12_ORIENTATION270_WINDOWSRATIO40%_SKYLIGHTRATIO30%_3Dview.png | WIDTH40_LENGTH40_HIGHT12_ORIENTATION270_WINDOWSRATIO40%_SKYLIGHTRATIO30%.json
50 | 30 | 16 | 135 | 40% | 10% | 6000 | 8 | 28 | 0.92667 | 0.23167 | 46.4873 | 0.74861 | 47.2359 | WIDTH50_LENGTH40_HIGHT12_ORIENTATION270_WINDOWSRATIO40%_SKYLIGHTRATIO30%_3Dview.png | WIDTH50_LENGTH40_HIGHT12_ORIENTATION270_WINDOWSRATIO40%_SKYLIGHTRATIO30%.json
30 | 50 | 16 | 135 | 40% | 10% | 6000 | 28 | 8 | 0.92667 | 0.23167 | 46.4649 | 0.75725 | 47.2222 | WIDTH60_LENGTH40_HIGHT12_ORIENTATION270_WINDOWSRATIO40%_SKYLIGHTRATIO30%_3Dview.png | WIDTH60_LENGTH40_HIGHT12_ORIENTATION270_WINDOWSRATIO40%_SKYLIGHTRATIO30%.json
50 | 30 | 16 | 180 | 40% | 10% | 6000 | 8 | 28 | 0.92667 | 0.23167 | 46.6767 | 0.64536 | 47.3221 | WIDTH30_LENGTH50_HIGHT12_ORIENTATION270_WINDOWSRATIO40%_SKYLIGHTRATIO30%_3Dview.png | WIDTH30_LENGTH50_HIGHT12_ORIENTATION270_WINDOWSRATIO40%_SKYLIGHTRATIO30%.json
30 | 50 | 16 | 180 | 40% | 10% | 6000 | 28 | 8 | 0.92667 | 0.23167 | 46.5487 | 0.72452 | 47.2732 | WIDTH40_LENGTH50_HIGHT12_ORIENTATION270_WINDOWSRATIO40%_SKYLIGHTRATIO30%_3Dview.png | WIDTH40_LENGTH50_HIGHT12_ORIENTATION270_WINDOWSRATIO40%_SKYLIGHTRATIO30%.json
50 | 30 | 16 | 225 | 40% | 10% | 6000 | 8 | 28 | 0.92667 | 0.23167 | 46.4635 | 0.7578 | 47.2213 | WIDTH50_LENGTH50_HIGHT12_ORIENTATION270_WINDOWSRATIO40%_SKYLIGHTRATIO30%_3Dview.png | WIDTH50_LENGTH50_HIGHT12_ORIENTATION270_WINDOWSRATIO40%_SKYLIGHTRATIO30%.json
30 | 50 | 16 | 225 | 40% | 10% | 6000 | 28 | 8 | 0.92667 | 0.23167 | 46.488 | 0.74836 | 47.2363 | WIDTH60_LENGTH50_HIGHT12_ORIENTATION270_WINDOWSRATIO40%_SKYLIGHTRATIO30%_3Dview.png | WIDTH60_LENGTH50_HIGHT12_ORIENTATION270_WINDOWSRATIO40%_SKYLIGHTRATIO30%.json
50 | 30 | 16 | 270 | 40% | 10% | 6000 | 8 | 28 | 0.92667 | 0.23167 | 46.5488 | 0.72426 | 47.2731 | WIDTH30_LENGTH60_HIGHT12_ORIENTATION270_WINDOWSRATIO40%_SKYLIGHTRATIO30%_3Dview.png | WIDTH30_LENGTH60_HIGHT12_ORIENTATION270_WINDOWSRATIO40%_SKYLIGHTRATIO30%.json
30 | 50 | 16 | 270 | 40% | 10% | 6000 | 28 | 8 | 0.92667 | 0.23167 | 46.6765 | 0.64539 | 47.3219 | WIDTH40_LENGTH60_HIGHT12_ORIENTATION270_WINDOWSRATIO40%_SKYLIGHTRATIO30%_3Dview.png | WIDTH40_LENGTH60_HIGHT12_ORIENTATION270_WINDOWSRATIO40%_SKYLIGHTRATIO30%.json
50 | 30 | 16 | 315 | 40% | 10% | 6000 | 8 | 28 | 0.92667 | 0.23167 | 46.4881 | 0.74793 | 47.236 | WIDTH50_LENGTH60_HIGHT12_ORIENTATION270_WINDOWSRATIO40%_SKYLIGHTRATIO30%_3Dview.png | WIDTH50_LENGTH60_HIGHT12_ORIENTATION270_WINDOWSRATIO40%_SKYLIGHTRATIO30%.json
30 | 50 | 16 | 315 | 40% | 10% | 6000 | 28 | 8 | 0.92667 | 0.23167 | 46.465 | 0.75717 | 47.2221 | WIDTH60_LENGTH60_HIGHT12_ORIENTATION270_WINDOWSRATIO40%_SKYLIGHTRATIO30%_3Dview.png | WIDTH60_LENGTH60_HIGHT12_ORIENTATION270_WINDOWSRATIO40%_SKYLIGHTRATIO30%.json
50 | 30 | 16 | 0 | 10% | 20% | 6000 | 8 | 28 | 0.92667 | 0.23167 | 44.3426 | 1.2251 | 45.5676 | WIDTH30_LENGTH30_HIGHT16_ORIENTATION270_WINDOWSRATIO40%_SKYLIGHTRATIO30%_3Dview.png | WIDTH30_LENGTH30_HIGHT16_ORIENTATION270_WINDOWSRATIO40%_SKYLIGHTRATIO30%.json
30 | 50 | 16 | 0 | 10% | 20% | 6000 | 28 | 8 | 0.92667 | 0.23167 | 44.3319 | 1.2794 | 45.6113 | WIDTH40_LENGTH30_HIGHT16_ORIENTATION270_WINDOWSRATIO40%_SKYLIGHTRATIO30%_3Dview.png | WIDTH40_LENGTH30_HIGHT16_ORIENTATION270_WINDOWSRATIO40%_SKYLIGHTRATIO30%.json
50 | 30 | 16 | 45 | 10% | 20% | 6000 | 8 | 28 | 0.92667 | 0.23167 | 44.2327 | 1.3115 | 45.5442 | WIDTH50_LENGTH30_HIGHT16_ORIENTATION270_WINDOWSRATIO40%_SKYLIGHTRATIO30%_3Dview.png | WIDTH50_LENGTH30_HIGHT16_ORIENTATION270_WINDOWSRATIO40%_SKYLIGHTRATIO30%.json
30 | 50 | 16 | 45 | 10% | 20% | 6000 | 28 | 8 | 0.92667 | 0.23167 | 44.2253 | 1.3045 | 45.5299 | WIDTH60_LENGTH30_HIGHT16_ORIENTATION270_WINDOWSRATIO40%_SKYLIGHTRATIO30%_3Dview.png | WIDTH60_LENGTH30_HIGHT16_ORIENTATION270_WINDOWSRATIO40%_SKYLIGHTRATIO30%.json
50 | 30 | 16 | 90 | 10% | 20% | 6000 | 8 | 28 | 0.92667 | 0.23167 | 44.3324 | 1.279 | 45.6115 | WIDTH30_LENGTH40_HIGHT16_ORIENTATION270_WINDOWSRATIO40%_SKYLIGHTRATIO30%_3Dview.png | WIDTH30_LENGTH40_HIGHT16_ORIENTATION270_WINDOWSRATIO40%_SKYLIGHTRATIO30%.json
30 | 50 | 16 | 90 | 10% | 20% | 6000 | 28 | 8 | 0.92667 | 0.23167 | 44.342 | 1.2251 | 45.5671 | WIDTH40_LENGTH40_HIGHT16_ORIENTATION270_WINDOWSRATIO40%_SKYLIGHTRATIO30%_3Dview.png | WIDTH40_LENGTH40_HIGHT16_ORIENTATION270_WINDOWSRATIO40%_SKYLIGHTRATIO30%.json
50 | 30 | 16 | 135 | 10% | 20% | 6000 | 8 | 28 | 0.92667 | 0.23167 | 44.2198 | 1.3058 | 45.5256 | WIDTH50_LENGTH40_HIGHT16_ORIENTATION270_WINDOWSRATIO40%_SKYLIGHTRATIO30%_3Dview.png | WIDTH50_LENGTH40_HIGHT16_ORIENTATION270_WINDOWSRATIO40%_SKYLIGHTRATIO30%.json
30 | 50 | 16 | 135 | 10% | 20% | 6000 | 28 | 8 | 0.92667 | 0.23167 | 44.2229 | 1.3144 | 45.5373 | WIDTH60_LENGTH40_HIGHT16_ORIENTATION270_WINDOWSRATIO40%_SKYLIGHTRATIO30%_3Dview.png | WIDTH60_LENGTH40_HIGHT16_ORIENTATION270_WINDOWSRATIO40%_SKYLIGHTRATIO30%.json
50 | 30 | 16 | 180 | 10% | 20% | 6000 | 8 | 28 | 0.92667 | 0.23167 | 44.3426 | 1.2251 | 45.5676 | WIDTH30_LENGTH50_HIGHT16_ORIENTATION270_WINDOWSRATIO40%_SKYLIGHTRATIO30%_3Dview.png | WIDTH30_LENGTH50_HIGHT16_ORIENTATION270_WINDOWSRATIO40%_SKYLIGHTRATIO30%.json
30 | 50 | 16 | 180 | 10% | 20% | 6000 | 28 | 8 | 0.92667 | 0.23167 | 44.3319 | 1.2794 | 45.6113 | WIDTH40_LENGTH50_HIGHT16_ORIENTATION270_WINDOWSRATIO40%_SKYLIGHTRATIO30%_3Dview.png | WIDTH40_LENGTH50_HIGHT16_ORIENTATION270_WINDOWSRATIO40%_SKYLIGHTRATIO30%.json
50 | 30 | 16 | 225 | 10% | 20% | 6000 | 8 | 28 | 0.92667 | 0.23167 | 44.2327 | 1.3115 | 45.5442 | WIDTH50_LENGTH50_HIGHT16_ORIENTATION270_WINDOWSRATIO40%_SKYLIGHTRATIO30%_3Dview.png | WIDTH50_LENGTH50_HIGHT16_ORIENTATION270_WINDOWSRATIO40%_SKYLIGHTRATIO30%.json
30 | 50 | 16 | 225 | 10% | 20% | 6000 | 28 | 8 | 0.92667 | 0.23167 | 44.2267 | 1.3041 | 45.5308 | WIDTH60_LENGTH50_HIGHT16_ORIENTATION270_WINDOWSRATIO40%_SKYLIGHTRATIO30%_3Dview.png | WIDTH60_LENGTH50_HIGHT16_ORIENTATION270_WINDOWSRATIO40%_SKYLIGHTRATIO30%.json
50 | 30 | 16 | 270 | 10% | 20% | 6000 | 8 | 28 | 0.92667 | 0.23167 | 44.3324 | 1.279 | 45.6115 | WIDTH30_LENGTH60_HIGHT16_ORIENTATION270_WINDOWSRATIO40%_SKYLIGHTRATIO30%_3Dview.png | WIDTH30_LENGTH60_HIGHT16_ORIENTATION270_WINDOWSRATIO40%_SKYLIGHTRATIO30%.json
30 | 50 | 16 | 270 | 10% | 20% | 6000 | 28 | 8 | 0.92667 | 0.23167 | 44.342 | 1.2251 | 45.5671 | WIDTH40_LENGTH60_HIGHT16_ORIENTATION270_WINDOWSRATIO40%_SKYLIGHTRATIO30%_3Dview.png | WIDTH40_LENGTH60_HIGHT16_ORIENTATION270_WINDOWSRATIO40%_SKYLIGHTRATIO30%.json
50 | 30 | 16 | 315 | 10% | 20% | 6000 | 8 | 28 | 0.92667 | 0.23167 | 44.2289 | 1.3031 | 45.532 | WIDTH50_LENGTH60_HIGHT16_ORIENTATION270_WINDOWSRATIO40%_SKYLIGHTRATIO30%_3Dview.png | WIDTH50_LENGTH60_HIGHT16_ORIENTATION270_WINDOWSRATIO40%_SKYLIGHTRATIO30%.json
30 | 50 | 16 | 315 | 10% | 20% | 6000 | 28 | 8 | 0.92667 | 0.23167 | 44.227 | 1.3128 | 45.5398 | WIDTH60_LENGTH60_HIGHT16_ORIENTATION270_WINDOWSRATIO40%_SKYLIGHTRATIO30%_3Dview.png | WIDTH60_LENGTH60_HIGHT16_ORIENTATION270_WINDOWSRATIO40%_SKYLIGHTRATIO30%.json
50 | 30 | 16 | 0 | 20% | 20% | 6000 | 8 | 28 | 0.92667 | 0.23167 | 45.3871 | 0.97299 | 46.3601 | WIDTH30_LENGTH30_HIGHT8_ORIENTATION315_WINDOWSRATIO40%_SKYLIGHTRATIO30%_3Dview.png | WIDTH30_LENGTH30_HIGHT8_ORIENTATION315_WINDOWSRATIO40%_SKYLIGHTRATIO30%.json
30 | 50 | 16 | 0 | 20% | 20% | 6000 | 28 | 8 | 0.92667 | 0.23167 | 45.3469 | 1.0411 | 46.388 | WIDTH40_LENGTH30_HIGHT8_ORIENTATION315_WINDOWSRATIO40%_SKYLIGHTRATIO30%_3Dview.png | WIDTH40_LENGTH30_HIGHT8_ORIENTATION315_WINDOWSRATIO40%_SKYLIGHTRATIO30%.json
50 | 30 | 16 | 45 | 20% | 20% | 6000 | 8 | 28 | 0.92667 | 0.23167 | 45.2444 | 1.0725 | 46.3169 | WIDTH50_LENGTH30_HIGHT8_ORIENTATION315_WINDOWSRATIO40%_SKYLIGHTRATIO30%_3Dview.png | WIDTH50_LENGTH30_HIGHT8_ORIENTATION315_WINDOWSRATIO40%_SKYLIGHTRATIO30%.json
30 | 50 | 16 | 45 | 20% | 20% | 6000 | 28 | 8 | 0.92667 | 0.23167 | 45.2399 | 1.0671 | 46.3069 | WIDTH60_LENGTH30_HIGHT8_ORIENTATION315_WINDOWSRATIO40%_SKYLIGHTRATIO30%_3Dview.png | WIDTH60_LENGTH30_HIGHT8_ORIENTATION315_WINDOWSRATIO40%_SKYLIGHTRATIO30%.json
50 | 30 | 16 | 90 | 20% | 20% | 6000 | 8 | 28 | 0.92667 | 0.23167 | 45.3475 | 1.0406 | 46.3881 | WIDTH30_LENGTH40_HIGHT8_ORIENTATION315_WINDOWSRATIO40%_SKYLIGHTRATIO30%_3Dview.png | WIDTH30_LENGTH40_HIGHT8_ORIENTATION315_WINDOWSRATIO40%_SKYLIGHTRATIO30%.json
30 | 50 | 16 | 90 | 20% | 20% | 6000 | 28 | 8 | 0.92667 | 0.23167 | 45.3869 | 0.97304 | 46.3599 | WIDTH40_LENGTH40_HIGHT8_ORIENTATION315_WINDOWSRATIO40%_SKYLIGHTRATIO30%_3Dview.png | WIDTH40_LENGTH40_HIGHT8_ORIENTATION315_WINDOWSRATIO40%_SKYLIGHTRATIO30%.json
50 | 30 | 16 | 135 | 20% | 20% | 6000 | 8 | 28 | 0.92667 | 0.23167 | 45.2351 | 1.0684 | 46.3035 | WIDTH50_LENGTH40_HIGHT8_ORIENTATION315_WINDOWSRATIO40%_SKYLIGHTRATIO30%_3Dview.png | WIDTH50_LENGTH40_HIGHT8_ORIENTATION315_WINDOWSRATIO40%_SKYLIGHTRATIO30%.json
30 | 50 | 16 | 135 | 20% | 20% | 6000 | 28 | 8 | 0.92667 | 0.23167 | 45.2369 | 1.0752 | 46.312 | WIDTH60_LENGTH40_HIGHT8_ORIENTATION315_WINDOWSRATIO40%_SKYLIGHTRATIO30%_3Dview.png | WIDTH60_LENGTH40_HIGHT8_ORIENTATION315_WINDOWSRATIO40%_SKYLIGHTRATIO30%.json
50 | 30 | 16 | 180 | 20% | 20% | 6000 | 8 | 28 | 0.92667 | 0.23167 | 45.3871 | 0.97299 | 46.3601 | WIDTH30_LENGTH50_HIGHT8_ORIENTATION315_WINDOWSRATIO40%_SKYLIGHTRATIO30%_3Dview.png | WIDTH30_LENGTH50_HIGHT8_ORIENTATION315_WINDOWSRATIO40%_SKYLIGHTRATIO30%.json
30 | 50 | 16 | 180 | 20% | 20% | 6000 | 28 | 8 | 0.92667 | 0.23167 | 45.3469 | 1.0411 | 46.388 | WIDTH40_LENGTH50_HIGHT8_ORIENTATION315_WINDOWSRATIO40%_SKYLIGHTRATIO30%_3Dview.png | WIDTH40_LENGTH50_HIGHT8_ORIENTATION315_WINDOWSRATIO40%_SKYLIGHTRATIO30%.json
50 | 30 | 16 | 225 | 20% | 20% | 6000 | 8 | 28 | 0.92667 | 0.23167 | 45.2444 | 1.0725 | 46.3169 | WIDTH50_LENGTH50_HIGHT8_ORIENTATION315_WINDOWSRATIO40%_SKYLIGHTRATIO30%_3Dview.png | WIDTH50_LENGTH50_HIGHT8_ORIENTATION315_WINDOWSRATIO40%_SKYLIGHTRATIO30%.json
30 | 50 | 16 | 225 | 20% | 20% | 6000 | 28 | 8 | 0.92667 | 0.23167 | 45.2409 | 1.0667 | 46.3076 | WIDTH60_LENGTH50_HIGHT8_ORIENTATION315_WINDOWSRATIO40%_SKYLIGHTRATIO30%_3Dview.png | WIDTH60_LENGTH50_HIGHT8_ORIENTATION315_WINDOWSRATIO40%_SKYLIGHTRATIO30%.json
50 | 30 | 16 | 270 | 20% | 20% | 6000 | 8 | 28 | 0.92667 | 0.23167 | 45.3475 | 1.0406 | 46.3881 | WIDTH30_LENGTH60_HIGHT8_ORIENTATION315_WINDOWSRATIO40%_SKYLIGHTRATIO30%_3Dview.png | WIDTH30_LENGTH60_HIGHT8_ORIENTATION315_WINDOWSRATIO40%_SKYLIGHTRATIO30%.json
30 | 50 | 16 | 270 | 20% | 20% | 6000 | 28 | 8 | 0.92667 | 0.23167 | 45.3869 | 0.97304 | 46.3599 | WIDTH40_LENGTH60_HIGHT8_ORIENTATION315_WINDOWSRATIO40%_SKYLIGHTRATIO30%_3Dview.png | WIDTH40_LENGTH60_HIGHT8_ORIENTATION315_WINDOWSRATIO40%_SKYLIGHTRATIO30%.json
50 | 30 | 16 | 315 | 20% | 20% | 6000 | 8 | 28 | 0.92667 | 0.23167 | 45.2424 | 1.0658 | 46.3082 | WIDTH50_LENGTH60_HIGHT8_ORIENTATION315_WINDOWSRATIO40%_SKYLIGHTRATIO30%_3Dview.png | WIDTH50_LENGTH60_HIGHT8_ORIENTATION315_WINDOWSRATIO40%_SKYLIGHTRATIO30%.json
30 | 50 | 16 | 315 | 20% | 20% | 6000 | 28 | 8 | 0.92667 | 0.23167 | 45.2401 | 1.0739 | 46.314 | WIDTH60_LENGTH60_HIGHT8_ORIENTATION315_WINDOWSRATIO40%_SKYLIGHTRATIO30%_3Dview.png | WIDTH60_LENGTH60_HIGHT8_ORIENTATION315_WINDOWSRATIO40%_SKYLIGHTRATIO30%.json
50 | 30 | 16 | 0 | 30% | 20% | 6000 | 8 | 28 | 0.92667 | 0.23167 | 46.1811 | 0.77119 | 46.9522 | WIDTH30_LENGTH30_HIGHT12_ORIENTATION315_WINDOWSRATIO40%_SKYLIGHTRATIO30%_3Dview.png | WIDTH30_LENGTH30_HIGHT12_ORIENTATION315_WINDOWSRATIO40%_SKYLIGHTRATIO30%.json
30 | 50 | 16 | 0 | 30% | 20% | 6000 | 28 | 8 | 0.92667 | 0.23167 | 46.0949 | 0.85097 | 46.9459 | WIDTH40_LENGTH30_HIGHT12_ORIENTATION315_WINDOWSRATIO40%_SKYLIGHTRATIO30%_3Dview.png | WIDTH40_LENGTH30_HIGHT12_ORIENTATION315_WINDOWSRATIO40%_SKYLIGHTRATIO30%.json
50 | 30 | 16 | 45 | 30% | 20% | 6000 | 8 | 28 | 0.92667 | 0.23167 | 46.002 | 0.8819 | 46.8839 | WIDTH50_LENGTH30_HIGHT12_ORIENTATION315_WINDOWSRATIO40%_SKYLIGHTRATIO30%_3Dview.png | WIDTH50_LENGTH30_HIGHT12_ORIENTATION315_WINDOWSRATIO40%_SKYLIGHTRATIO30%.json
30 | 50 | 16 | 45 | 30% | 20% | 6000 | 28 | 8 | 0.92667 | 0.23167 | 46.0074 | 0.87647 | 46.8839 | WIDTH60_LENGTH30_HIGHT12_ORIENTATION315_WINDOWSRATIO40%_SKYLIGHTRATIO30%_3Dview.png | WIDTH60_LENGTH30_HIGHT12_ORIENTATION315_WINDOWSRATIO40%_SKYLIGHTRATIO30%.json
50 | 30 | 16 | 90 | 30% | 20% | 6000 | 8 | 28 | 0.92667 | 0.23167 | 46.0955 | 0.85053 | 46.946 | WIDTH30_LENGTH40_HIGHT12_ORIENTATION315_WINDOWSRATIO40%_SKYLIGHTRATIO30%_3Dview.png | WIDTH30_LENGTH40_HIGHT12_ORIENTATION315_WINDOWSRATIO40%_SKYLIGHTRATIO30%.json
30 | 50 | 16 | 90 | 30% | 20% | 6000 | 28 | 8 | 0.92667 | 0.23167 | 46.1808 | 0.77124 | 46.9521 | WIDTH40_LENGTH40_HIGHT12_ORIENTATION315_WINDOWSRATIO40%_SKYLIGHTRATIO30%_3Dview.png | WIDTH40_LENGTH40_HIGHT12_ORIENTATION315_WINDOWSRATIO40%_SKYLIGHTRATIO30%.json
50 | 30 | 16 | 135 | 30% | 20% | 6000 | 8 | 28 | 0.92667 | 0.23167 | 46.0042 | 0.8776 | 46.8818 | WIDTH50_LENGTH40_HIGHT12_ORIENTATION315_WINDOWSRATIO40%_SKYLIGHTRATIO30%_3Dview.png | WIDTH50_LENGTH40_HIGHT12_ORIENTATION315_WINDOWSRATIO40%_SKYLIGHTRATIO30%.json
30 | 50 | 16 | 135 | 30% | 20% | 6000 | 28 | 8 | 0.92667 | 0.23167 | 45.996 | 0.88441 | 46.8804 | WIDTH60_LENGTH40_HIGHT12_ORIENTATION315_WINDOWSRATIO40%_SKYLIGHTRATIO30%_3Dview.png | WIDTH60_LENGTH40_HIGHT12_ORIENTATION315_WINDOWSRATIO40%_SKYLIGHTRATIO30%.json
50 | 30 | 16 | 180 | 30% | 20% | 6000 | 8 | 28 | 0.92667 | 0.23167 | 46.1811 | 0.77119 | 46.9522 | WIDTH30_LENGTH50_HIGHT12_ORIENTATION315_WINDOWSRATIO40%_SKYLIGHTRATIO30%_3Dview.png | WIDTH30_LENGTH50_HIGHT12_ORIENTATION315_WINDOWSRATIO40%_SKYLIGHTRATIO30%.json
30 | 50 | 16 | 180 | 30% | 20% | 6000 | 28 | 8 | 0.92667 | 0.23167 | 46.0949 | 0.85097 | 46.9459 | WIDTH40_LENGTH50_HIGHT12_ORIENTATION315_WINDOWSRATIO40%_SKYLIGHTRATIO30%_3Dview.png | WIDTH40_LENGTH50_HIGHT12_ORIENTATION315_WINDOWSRATIO40%_SKYLIGHTRATIO30%.json
50 | 30 | 16 | 225 | 30% | 20% | 6000 | 8 | 28 | 0.92667 | 0.23167 | 46.002 | 0.8819 | 46.8839 | WIDTH50_LENGTH50_HIGHT12_ORIENTATION315_WINDOWSRATIO40%_SKYLIGHTRATIO30%_3Dview.png | WIDTH50_LENGTH50_HIGHT12_ORIENTATION315_WINDOWSRATIO40%_SKYLIGHTRATIO30%.json
30 | 50 | 16 | 225 | 30% | 20% | 6000 | 28 | 8 | 0.92667 | 0.23167 | 46.0084 | 0.87619 | 46.8846 | WIDTH60_LENGTH50_HIGHT12_ORIENTATION315_WINDOWSRATIO40%_SKYLIGHTRATIO30%_3Dview.png | WIDTH60_LENGTH50_HIGHT12_ORIENTATION315_WINDOWSRATIO40%_SKYLIGHTRATIO30%.json
50 | 30 | 16 | 270 | 30% | 20% | 6000 | 8 | 28 | 0.92667 | 0.23167 | 46.0955 | 0.85053 | 46.946 | WIDTH30_LENGTH60_HIGHT12_ORIENTATION315_WINDOWSRATIO40%_SKYLIGHTRATIO30%_3Dview.png | WIDTH30_LENGTH60_HIGHT12_ORIENTATION315_WINDOWSRATIO40%_SKYLIGHTRATIO30%.json
30 | 50 | 16 | 270 | 30% | 20% | 6000 | 28 | 8 | 0.92667 | 0.23167 | 46.1808 | 0.77124 | 46.9521 | WIDTH40_LENGTH60_HIGHT12_ORIENTATION315_WINDOWSRATIO40%_SKYLIGHTRATIO30%_3Dview.png | WIDTH40_LENGTH60_HIGHT12_ORIENTATION315_WINDOWSRATIO40%_SKYLIGHTRATIO30%.json
50 | 30 | 16 | 315 | 30% | 20% | 6000 | 8 | 28 | 0.92667 | 0.23167 | 46.0096 | 0.87536 | 46.885 | WIDTH50_LENGTH60_HIGHT12_ORIENTATION315_WINDOWSRATIO40%_SKYLIGHTRATIO30%_3Dview.png | WIDTH50_LENGTH60_HIGHT12_ORIENTATION315_WINDOWSRATIO40%_SKYLIGHTRATIO30%.json
30 | 50 | 16 | 315 | 30% | 20% | 6000 | 28 | 8 | 0.92667 | 0.23167 | 45.9984 | 0.88321 | 46.8816 | WIDTH60_LENGTH60_HIGHT12_ORIENTATION315_WINDOWSRATIO40%_SKYLIGHTRATIO30%_3Dview.png | WIDTH60_LENGTH60_HIGHT12_ORIENTATION315_WINDOWSRATIO40%_SKYLIGHTRATIO30%.json
50 | 30 | 16 | 0 | 40% | 20% | 6000 | 8 | 28 | 0.92667 | 0.23167 | 46.7677 | 0.62133 | 47.389 | WIDTH30_LENGTH30_HIGHT16_ORIENTATION315_WINDOWSRATIO40%_SKYLIGHTRATIO30%_3Dview.png | WIDTH30_LENGTH30_HIGHT16_ORIENTATION315_WINDOWSRATIO40%_SKYLIGHTRATIO30%.json
30 | 50 | 16 | 0 | 40% | 20% | 6000 | 28 | 8 | 0.92667 | 0.23167 | 46.6394 | 0.69738 | 47.3368 | WIDTH40_LENGTH30_HIGHT16_ORIENTATION315_WINDOWSRATIO40%_SKYLIGHTRATIO30%_3Dview.png | WIDTH40_LENGTH30_HIGHT16_ORIENTATION315_WINDOWSRATIO40%_SKYLIGHTRATIO30%.json
50 | 30 | 16 | 45 | 40% | 20% | 6000 | 8 | 28 | 0.92667 | 0.23167 | 46.5599 | 0.72852 | 47.2884 | WIDTH50_LENGTH30_HIGHT16_ORIENTATION315_WINDOWSRATIO40%_SKYLIGHTRATIO30%_3Dview.png | WIDTH50_LENGTH30_HIGHT16_ORIENTATION315_WINDOWSRATIO40%_SKYLIGHTRATIO30%.json
30 | 50 | 16 | 45 | 40% | 20% | 6000 | 28 | 8 | 0.92667 | 0.23167 | 46.5791 | 0.72192 | 47.3011 | WIDTH60_LENGTH30_HIGHT16_ORIENTATION315_WINDOWSRATIO40%_SKYLIGHTRATIO30%_3Dview.png | WIDTH60_LENGTH30_HIGHT16_ORIENTATION315_WINDOWSRATIO40%_SKYLIGHTRATIO30%.json
50 | 30 | 16 | 90 | 40% | 20% | 6000 | 8 | 28 | 0.92667 | 0.23167 | 46.6399 | 0.69756 | 47.3375 | WIDTH30_LENGTH40_HIGHT16_ORIENTATION315_WINDOWSRATIO40%_SKYLIGHTRATIO30%_3Dview.png | WIDTH30_LENGTH40_HIGHT16_ORIENTATION315_WINDOWSRATIO40%_SKYLIGHTRATIO30%.json
30 | 50 | 16 | 90 | 40% | 20% | 6000 | 28 | 8 | 0.92667 | 0.23167 | 46.7674 | 0.62138 | 47.3888 | WIDTH40_LENGTH40_HIGHT16_ORIENTATION315_WINDOWSRATIO40%_SKYLIGHTRATIO30%_3Dview.png | WIDTH40_LENGTH40_HIGHT16_ORIENTATION315_WINDOWSRATIO40%_SKYLIGHTRATIO30%.json
50 | 30 | 16 | 135 | 40% | 20% | 6000 | 8 | 28 | 0.92667 | 0.23167 | 46.5763 | 0.72291 | 47.2992 | WIDTH50_LENGTH40_HIGHT16_ORIENTATION315_WINDOWSRATIO40%_SKYLIGHTRATIO30%_3Dview.png | WIDTH50_LENGTH40_HIGHT16_ORIENTATION315_WINDOWSRATIO40%_SKYLIGHTRATIO30%.json
30 | 50 | 16 | 135 | 40% | 20% | 6000 | 28 | 8 | 0.92667 | 0.23167 | 46.5536 | 0.73019 | 47.2837 | WIDTH60_LENGTH40_HIGHT16_ORIENTATION315_WINDOWSRATIO40%_SKYLIGHTRATIO30%_3Dview.png | WIDTH60_LENGTH40_HIGHT16_ORIENTATION315_WINDOWSRATIO40%_SKYLIGHTRATIO30%.json
50 | 30 | 16 | 180 | 40% | 20% | 6000 | 8 | 28 | 0.92667 | 0.23167 | 46.7677 | 0.62133 | 47.389 | WIDTH30_LENGTH50_HIGHT16_ORIENTATION315_WINDOWSRATIO40%_SKYLIGHTRATIO30%_3Dview.png | WIDTH30_LENGTH50_HIGHT16_ORIENTATION315_WINDOWSRATIO40%_SKYLIGHTRATIO30%.json
30 | 50 | 16 | 180 | 40% | 20% | 6000 | 28 | 8 | 0.92667 | 0.23167 | 46.6394 | 0.69738 | 47.3368 | WIDTH40_LENGTH50_HIGHT16_ORIENTATION315_WINDOWSRATIO40%_SKYLIGHTRATIO30%_3Dview.png | WIDTH40_LENGTH50_HIGHT16_ORIENTATION315_WINDOWSRATIO40%_SKYLIGHTRATIO30%.json
50 | 30 | 16 | 225 | 40% | 20% | 6000 | 8 | 28 | 0.92667 | 0.23167 | 46.5599 | 0.72852 | 47.2884 | WIDTH50_LENGTH50_HIGHT16_ORIENTATION315_WINDOWSRATIO40%_SKYLIGHTRATIO30%_3Dview.png | WIDTH50_LENGTH50_HIGHT16_ORIENTATION315_WINDOWSRATIO40%_SKYLIGHTRATIO30%.json
30 | 50 | 16 | 225 | 40% | 20% | 6000 | 28 | 8 | 0.92667 | 0.23167 | 46.5799 | 0.72166 | 47.3016 | WIDTH60_LENGTH50_HIGHT16_ORIENTATION315_WINDOWSRATIO40%_SKYLIGHTRATIO30%_3Dview.png | WIDTH60_LENGTH50_HIGHT16_ORIENTATION315_WINDOWSRATIO40%_SKYLIGHTRATIO30%.json
50 | 30 | 16 | 270 | 40% | 20% | 6000 | 8 | 28 | 0.92667 | 0.23167 | 46.6399 | 0.69756 | 47.3375 | WIDTH30_LENGTH60_HIGHT16_ORIENTATION315_WINDOWSRATIO40%_SKYLIGHTRATIO30%_3Dview.png | WIDTH30_LENGTH60_HIGHT16_ORIENTATION315_WINDOWSRATIO40%_SKYLIGHTRATIO30%.json
30 | 50 | 16 | 270 | 40% | 20% | 6000 | 28 | 8 | 0.92667 | 0.23167 | 46.7674 | 0.62138 | 47.3888 | WIDTH40_LENGTH60_HIGHT16_ORIENTATION315_WINDOWSRATIO40%_SKYLIGHTRATIO30%_3Dview.png | WIDTH40_LENGTH60_HIGHT16_ORIENTATION315_WINDOWSRATIO40%_SKYLIGHTRATIO30%.json
50 | 30 | 16 | 315 | 40% | 20% | 6000 | 8 | 28 | 0.92667 | 0.23167 | 46.5815 | 0.72092 | 47.3024 | WIDTH50_LENGTH60_HIGHT16_ORIENTATION315_WINDOWSRATIO40%_SKYLIGHTRATIO30%_3Dview.png | WIDTH50_LENGTH60_HIGHT16_ORIENTATION315_WINDOWSRATIO40%_SKYLIGHTRATIO30%.json
30 | 50 | 16 | 315 | 40% | 20% | 6000 | 28 | 8 | 0.92667 | 0.23167 | 46.5562 | 0.72963 | 47.2859 | WIDTH60_LENGTH60_HIGHT16_ORIENTATION315_WINDOWSRATIO40%_SKYLIGHTRATIO30%_3Dview.png | WIDTH60_LENGTH60_HIGHT16_ORIENTATION315_WINDOWSRATIO40%_SKYLIGHTRATIO30%.json
50 | 30 | 16 | 0 | 10% | 30% | 6000 | 8 | 28 | 0.92667 | 0.23167 | 44.4767 | 1.1965 | 45.6732 | WIDTH30_LENGTH30_HIGHT8_ORIENTATION0_WINDOWSRATIO10%_SKYLIGHTRATIO40%_3Dview.png | WIDTH30_LENGTH30_HIGHT8_ORIENTATION0_WINDOWSRATIO10%_SKYLIGHTRATIO40%.json
30 | 50 | 16 | 0 | 10% | 30% | 6000 | 28 | 8 | 0.92667 | 0.23167 | 44.466 | 1.2482 | 45.7142 | WIDTH40_LENGTH30_HIGHT8_ORIENTATION0_WINDOWSRATIO10%_SKYLIGHTRATIO40%_3Dview.png | WIDTH40_LENGTH30_HIGHT8_ORIENTATION0_WINDOWSRATIO10%_SKYLIGHTRATIO40%.json
50 | 30 | 16 | 45 | 10% | 30% | 6000 | 8 | 28 | 0.92667 | 0.23167 | 44.3702 | 1.2781 | 45.6484 | WIDTH50_LENGTH30_HIGHT8_ORIENTATION0_WINDOWSRATIO10%_SKYLIGHTRATIO40%_3Dview.png | WIDTH50_LENGTH30_HIGHT8_ORIENTATION0_WINDOWSRATIO10%_SKYLIGHTRATIO40%.json
30 | 50 | 16 | 45 | 10% | 30% | 6000 | 28 | 8 | 0.92667 | 0.23167 | 44.3561 | 1.2745 | 45.6305 | WIDTH60_LENGTH30_HIGHT8_ORIENTATION0_WINDOWSRATIO10%_SKYLIGHTRATIO40%_3Dview.png | WIDTH60_LENGTH30_HIGHT8_ORIENTATION0_WINDOWSRATIO10%_SKYLIGHTRATIO40%.json
50 | 30 | 16 | 90 | 10% | 30% | 6000 | 8 | 28 | 0.92667 | 0.23167 | 44.4676 | 1.2463 | 45.7139 | WIDTH30_LENGTH40_HIGHT8_ORIENTATION0_WINDOWSRATIO10%_SKYLIGHTRATIO40%_3Dview.png | WIDTH30_LENGTH40_HIGHT8_ORIENTATION0_WINDOWSRATIO10%_SKYLIGHTRATIO40%.json
30 | 50 | 16 | 90 | 10% | 30% | 6000 | 28 | 8 | 0.92667 | 0.23167 | 44.4765 | 1.1963 | 45.6728 | WIDTH40_LENGTH40_HIGHT8_ORIENTATION0_WINDOWSRATIO10%_SKYLIGHTRATIO40%_3Dview.png | WIDTH40_LENGTH40_HIGHT8_ORIENTATION0_WINDOWSRATIO10%_SKYLIGHTRATIO40%.json
50 | 30 | 16 | 135 | 10% | 30% | 6000 | 8 | 28 | 0.92667 | 0.23167 | 44.3498 | 1.2769 | 45.6266 | WIDTH50_LENGTH40_HIGHT8_ORIENTATION0_WINDOWSRATIO10%_SKYLIGHTRATIO40%_3Dview.png | WIDTH50_LENGTH40_HIGHT8_ORIENTATION0_WINDOWSRATIO10%_SKYLIGHTRATIO40%.json
30 | 50 | 16 | 135 | 10% | 30% | 6000 | 28 | 8 | 0.92667 | 0.23167 | 44.3498 | 1.2855 | 45.6353 | WIDTH60_LENGTH40_HIGHT8_ORIENTATION0_WINDOWSRATIO10%_SKYLIGHTRATIO40%_3Dview.png | WIDTH60_LENGTH40_HIGHT8_ORIENTATION0_WINDOWSRATIO10%_SKYLIGHTRATIO40%.json
50 | 30 | 16 | 180 | 10% | 30% | 6000 | 8 | 28 | 0.92667 | 0.23167 | 44.4767 | 1.1965 | 45.6732 | WIDTH30_LENGTH50_HIGHT8_ORIENTATION0_WINDOWSRATIO10%_SKYLIGHTRATIO40%_3Dview.png | WIDTH30_LENGTH50_HIGHT8_ORIENTATION0_WINDOWSRATIO10%_SKYLIGHTRATIO40%.json
30 | 50 | 16 | 180 | 10% | 30% | 6000 | 28 | 8 | 0.92667 | 0.23167 | 44.466 | 1.2482 | 45.7142 | WIDTH40_LENGTH50_HIGHT8_ORIENTATION0_WINDOWSRATIO10%_SKYLIGHTRATIO40%_3Dview.png | WIDTH40_LENGTH50_HIGHT8_ORIENTATION0_WINDOWSRATIO10%_SKYLIGHTRATIO40%.json
50 | 30 | 16 | 225 | 10% | 30% | 6000 | 8 | 28 | 0.92667 | 0.23167 | 44.3428 | 1.287 | 45.6297 | WIDTH50_LENGTH50_HIGHT8_ORIENTATION0_WINDOWSRATIO10%_SKYLIGHTRATIO40%_3Dview.png | WIDTH50_LENGTH50_HIGHT8_ORIENTATION0_WINDOWSRATIO10%_SKYLIGHTRATIO40%.json
30 | 50 | 16 | 225 | 10% | 30% | 6000 | 28 | 8 | 0.92667 | 0.23167 | 44.3605 | 1.2731 | 45.6337 | WIDTH60_LENGTH50_HIGHT8_ORIENTATION0_WINDOWSRATIO10%_SKYLIGHTRATIO40%_3Dview.png | WIDTH60_LENGTH50_HIGHT8_ORIENTATION0_WINDOWSRATIO10%_SKYLIGHTRATIO40%.json
50 | 30 | 16 | 270 | 10% | 30% | 6000 | 8 | 28 | 0.92667 | 0.23167 | 44.4676 | 1.2463 | 45.7139 | WIDTH30_LENGTH60_HIGHT8_ORIENTATION0_WINDOWSRATIO10%_SKYLIGHTRATIO40%_3Dview.png | WIDTH30_LENGTH60_HIGHT8_ORIENTATION0_WINDOWSRATIO10%_SKYLIGHTRATIO40%.json
30 | 50 | 16 | 270 | 10% | 30% | 6000 | 28 | 8 | 0.92667 | 0.23167 | 44.4765 | 1.1963 | 45.6728 | WIDTH40_LENGTH60_HIGHT8_ORIENTATION0_WINDOWSRATIO10%_SKYLIGHTRATIO40%_3Dview.png | WIDTH40_LENGTH60_HIGHT8_ORIENTATION0_WINDOWSRATIO10%_SKYLIGHTRATIO40%.json
50 | 30 | 16 | 315 | 10% | 30% | 6000 | 8 | 28 | 0.92667 | 0.23167 | 44.3644 | 1.2713 | 45.6356 | WIDTH50_LENGTH60_HIGHT8_ORIENTATION0_WINDOWSRATIO10%_SKYLIGHTRATIO40%_3Dview.png | WIDTH50_LENGTH60_HIGHT8_ORIENTATION0_WINDOWSRATIO10%_SKYLIGHTRATIO40%.json
30 | 50 | 16 | 315 | 10% | 30% | 6000 | 28 | 8 | 0.92667 | 0.23167 | 44.3583 | 1.283 | 45.6413 | WIDTH60_LENGTH60_HIGHT8_ORIENTATION0_WINDOWSRATIO10%_SKYLIGHTRATIO40%_3Dview.png | WIDTH60_LENGTH60_HIGHT8_ORIENTATION0_WINDOWSRATIO10%_SKYLIGHTRATIO40%.json
50 | 30 | 16 | 0 | 20% | 30% | 6000 | 8 | 28 | 0.92667 | 0.23167 | 45.4914 | 0.94683 | 46.4382 | WIDTH30_LENGTH30_HIGHT12_ORIENTATION0_WINDOWSRATIO10%_SKYLIGHTRATIO40%_3Dview.png | WIDTH30_LENGTH30_HIGHT12_ORIENTATION0_WINDOWSRATIO10%_SKYLIGHTRATIO40%.json
30 | 50 | 16 | 0 | 20% | 30% | 6000 | 28 | 8 | 0.92667 | 0.23167 | 45.4481 | 1.0134 | 46.4615 | WIDTH40_LENGTH30_HIGHT12_ORIENTATION0_WINDOWSRATIO10%_SKYLIGHTRATIO40%_3Dview.png | WIDTH40_LENGTH30_HIGHT12_ORIENTATION0_WINDOWSRATIO10%_SKYLIGHTRATIO40%.json
50 | 30 | 16 | 45 | 20% | 30% | 6000 | 8 | 28 | 0.92667 | 0.23167 | 45.3518 | 1.0441 | 46.3959 | WIDTH50_LENGTH30_HIGHT12_ORIENTATION0_WINDOWSRATIO10%_SKYLIGHTRATIO40%_3Dview.png | WIDTH50_LENGTH30_HIGHT12_ORIENTATION0_WINDOWSRATIO10%_SKYLIGHTRATIO40%.json
30 | 50 | 16 | 45 | 20% | 30% | 6000 | 28 | 8 | 0.92667 | 0.23167 | 45.3415 | 1.0393 | 46.3809 | WIDTH60_LENGTH30_HIGHT12_ORIENTATION0_WINDOWSRATIO10%_SKYLIGHTRATIO40%_3Dview.png | WIDTH60_LENGTH30_HIGHT12_ORIENTATION0_WINDOWSRATIO10%_SKYLIGHTRATIO40%.json
50 | 30 | 16 | 90 | 20% | 30% | 6000 | 8 | 28 | 0.92667 | 0.23167 | 45.449 | 1.0128 | 46.4618 | WIDTH30_LENGTH40_HIGHT12_ORIENTATION0_WINDOWSRATIO10%_SKYLIGHTRATIO40%_3Dview.png | WIDTH30_LENGTH40_HIGHT12_ORIENTATION0_WINDOWSRATIO10%_SKYLIGHTRATIO40%.json
30 | 50 | 16 | 90 | 20% | 30% | 6000 | 28 | 8 | 0.92667 | 0.23167 | 45.4911 | 0.94692 | 46.4381 | WIDTH40_LENGTH40_HIGHT12_ORIENTATION0_WINDOWSRATIO10%_SKYLIGHTRATIO40%_3Dview.png | WIDTH40_LENGTH40_HIGHT12_ORIENTATION0_WINDOWSRATIO10%_SKYLIGHTRATIO40%.json
50 | 30 | 16 | 135 | 20% | 30% | 6000 | 8 | 28 | 0.92667 | 0.23167 | 45.3358 | 1.0413 | 46.3771 | WIDTH50_LENGTH40_HIGHT12_ORIENTATION0_WINDOWSRATIO10%_SKYLIGHTRATIO40%_3Dview.png | WIDTH50_LENGTH40_HIGHT12_ORIENTATION0_WINDOWSRATIO10%_SKYLIGHTRATIO40%.json
30 | 50 | 16 | 135 | 20% | 30% | 6000 | 28 | 8 | 0.92667 | 0.23167 | 45.3358 | 1.0485 | 46.3844 | WIDTH60_LENGTH40_HIGHT12_ORIENTATION0_WINDOWSRATIO10%_SKYLIGHTRATIO40%_3Dview.png | WIDTH60_LENGTH40_HIGHT12_ORIENTATION0_WINDOWSRATIO10%_SKYLIGHTRATIO40%.json
50 | 30 | 16 | 180 | 20% | 30% | 6000 | 8 | 28 | 0.92667 | 0.23167 | 45.4914 | 0.94683 | 46.4382 | WIDTH30_LENGTH50_HIGHT12_ORIENTATION0_WINDOWSRATIO10%_SKYLIGHTRATIO40%_3Dview.png | WIDTH30_LENGTH50_HIGHT12_ORIENTATION0_WINDOWSRATIO10%_SKYLIGHTRATIO40%.json
30 | 50 | 16 | 180 | 20% | 30% | 6000 | 28 | 8 | 0.92667 | 0.23167 | 45.4481 | 1.0134 | 46.4615 | WIDTH40_LENGTH50_HIGHT12_ORIENTATION0_WINDOWSRATIO10%_SKYLIGHTRATIO40%_3Dview.png | WIDTH40_LENGTH50_HIGHT12_ORIENTATION0_WINDOWSRATIO10%_SKYLIGHTRATIO40%.json
50 | 30 | 16 | 225 | 20% | 30% | 6000 | 8 | 28 | 0.92667 | 0.23167 | 45.3302 | 1.0508 | 46.381 | WIDTH50_LENGTH50_HIGHT12_ORIENTATION0_WINDOWSRATIO10%_SKYLIGHTRATIO40%_3Dview.png | WIDTH50_LENGTH50_HIGHT12_ORIENTATION0_WINDOWSRATIO10%_SKYLIGHTRATIO40%.json
30 | 50 | 16 | 225 | 20% | 30% | 6000 | 28 | 8 | 0.92667 | 0.23167 | 45.3453 | 1.0381 | 46.3834 | WIDTH60_LENGTH50_HIGHT12_ORIENTATION0_WINDOWSRATIO10%_SKYLIGHTRATIO40%_3Dview.png | WIDTH60_LENGTH50_HIGHT12_ORIENTATION0_WINDOWSRATIO10%_SKYLIGHTRATIO40%.json
50 | 30 | 16 | 270 | 20% | 30% | 6000 | 8 | 28 | 0.92667 | 0.23167 | 45.449 | 1.0128 | 46.4618 | WIDTH30_LENGTH60_HIGHT12_ORIENTATION0_WINDOWSRATIO10%_SKYLIGHTRATIO40%_3Dview.png | WIDTH30_LENGTH60_HIGHT12_ORIENTATION0_WINDOWSRATIO10%_SKYLIGHTRATIO40%.json
30 | 50 | 16 | 270 | 20% | 30% | 6000 | 28 | 8 | 0.92667 | 0.23167 | 45.4911 | 0.94692 | 46.4381 | WIDTH40_LENGTH60_HIGHT12_ORIENTATION0_WINDOWSRATIO10%_SKYLIGHTRATIO40%_3Dview.png | WIDTH40_LENGTH60_HIGHT12_ORIENTATION0_WINDOWSRATIO10%_SKYLIGHTRATIO40%.json
50 | 30 | 16 | 315 | 20% | 30% | 6000 | 8 | 28 | 0.92667 | 0.23167 | 45.3481 | 1.0365 | 46.3846 | WIDTH50_LENGTH60_HIGHT12_ORIENTATION0_WINDOWSRATIO10%_SKYLIGHTRATIO40%_3Dview.png | WIDTH50_LENGTH60_HIGHT12_ORIENTATION0_WINDOWSRATIO10%_SKYLIGHTRATIO40%.json
30 | 50 | 16 | 315 | 20% | 30% | 6000 | 28 | 8 | 0.92667 | 0.23167 | 45.3428 | 1.0466 | 46.3894 | WIDTH60_LENGTH60_HIGHT12_ORIENTATION0_WINDOWSRATIO10%_SKYLIGHTRATIO40%_3Dview.png | WIDTH60_LENGTH60_HIGHT12_ORIENTATION0_WINDOWSRATIO10%_SKYLIGHTRATIO40%.json
50 | 30 | 16 | 0 | 30% | 30% | 6000 | 8 | 28 | 0.92667 | 0.23167 | 46.2637 | 0.74701 | 47.0107 | WIDTH30_LENGTH30_HIGHT16_ORIENTATION0_WINDOWSRATIO10%_SKYLIGHTRATIO40%_3Dview.png | WIDTH30_LENGTH30_HIGHT16_ORIENTATION0_WINDOWSRATIO10%_SKYLIGHTRATIO40%.json
30 | 50 | 16 | 0 | 30% | 30% | 6000 | 28 | 8 | 0.92667 | 0.23167 | 46.1756 | 0.82392 | 46.9995 | WIDTH40_LENGTH30_HIGHT16_ORIENTATION0_WINDOWSRATIO10%_SKYLIGHTRATIO40%_3Dview.png | WIDTH40_LENGTH30_HIGHT16_ORIENTATION0_WINDOWSRATIO10%_SKYLIGHTRATIO40%.json
50 | 30 | 16 | 45 | 30% | 30% | 6000 | 8 | 28 | 0.92667 | 0.23167 | 46.0849 | 0.85788 | 46.9428 | WIDTH50_LENGTH30_HIGHT16_ORIENTATION0_WINDOWSRATIO10%_SKYLIGHTRATIO40%_3Dview.png | WIDTH50_LENGTH30_HIGHT16_ORIENTATION0_WINDOWSRATIO10%_SKYLIGHTRATIO40%.json
30 | 50 | 16 | 45 | 30% | 30% | 6000 | 28 | 8 | 0.92667 | 0.23167 | 46.0894 | 0.85313 | 46.9425 | WIDTH60_LENGTH30_HIGHT16_ORIENTATION0_WINDOWSRATIO10%_SKYLIGHTRATIO40%_3Dview.png | WIDTH60_LENGTH30_HIGHT16_ORIENTATION0_WINDOWSRATIO10%_SKYLIGHTRATIO40%.json
50 | 30 | 16 | 90 | 30% | 30% | 6000 | 8 | 28 | 0.92667 | 0.23167 | 46.1747 | 0.82586 | 47.0006 | WIDTH30_LENGTH40_HIGHT16_ORIENTATION0_WINDOWSRATIO10%_SKYLIGHTRATIO40%_3Dview.png | WIDTH30_LENGTH40_HIGHT16_ORIENTATION0_WINDOWSRATIO10%_SKYLIGHTRATIO40%.json
30 | 50 | 16 | 90 | 30% | 30% | 6000 | 28 | 8 | 0.92667 | 0.23167 | 46.2634 | 0.74709 | 47.0105 | WIDTH40_LENGTH40_HIGHT16_ORIENTATION0_WINDOWSRATIO10%_SKYLIGHTRATIO40%_3Dview.png | WIDTH40_LENGTH40_HIGHT16_ORIENTATION0_WINDOWSRATIO10%_SKYLIGHTRATIO40%.json
50 | 30 | 16 | 135 | 30% | 30% | 6000 | 8 | 28 | 0.92667 | 0.23167 | 46.0841 | 0.85508 | 46.9392 | WIDTH50_LENGTH40_HIGHT16_ORIENTATION0_WINDOWSRATIO10%_SKYLIGHTRATIO40%_3Dview.png | WIDTH50_LENGTH40_HIGHT16_ORIENTATION0_WINDOWSRATIO10%_SKYLIGHTRATIO40%.json
30 | 50 | 16 | 135 | 30% | 30% | 6000 | 28 | 8 | 0.92667 | 0.23167 | 46.0708 | 0.86271 | 46.9336 | WIDTH60_LENGTH40_HIGHT16_ORIENTATION0_WINDOWSRATIO10%_SKYLIGHTRATIO40%_3Dview.png | WIDTH60_LENGTH40_HIGHT16_ORIENTATION0_WINDOWSRATIO10%_SKYLIGHTRATIO40%.json
50 | 30 | 16 | 180 | 30% | 30% | 6000 | 8 | 28 | 0.92667 | 0.23167 | 46.2637 | 0.74701 | 47.0107 | WIDTH30_LENGTH50_HIGHT16_ORIENTATION0_WINDOWSRATIO10%_SKYLIGHTRATIO40%_3Dview.png | WIDTH30_LENGTH50_HIGHT16_ORIENTATION0_WINDOWSRATIO10%_SKYLIGHTRATIO40%.json
30 | 50 | 16 | 180 | 30% | 30% | 6000 | 28 | 8 | 0.92667 | 0.23167 | 46.1756 | 0.82392 | 46.9995 | WIDTH40_LENGTH50_HIGHT16_ORIENTATION0_WINDOWSRATIO10%_SKYLIGHTRATIO40%_3Dview.png | WIDTH40_LENGTH50_HIGHT16_ORIENTATION0_WINDOWSRATIO10%_SKYLIGHTRATIO40%.json
50 | 30 | 16 | 225 | 30% | 30% | 6000 | 8 | 28 | 0.92667 | 0.23167 | 46.0671 | 0.8637 | 46.9308 | WIDTH50_LENGTH50_HIGHT16_ORIENTATION0_WINDOWSRATIO10%_SKYLIGHTRATIO40%_3Dview.png | WIDTH50_LENGTH50_HIGHT16_ORIENTATION0_WINDOWSRATIO10%_SKYLIGHTRATIO40%.json
30 | 50 | 16 | 225 | 30% | 30% | 6000 | 28 | 8 | 0.92667 | 0.23167 | 46.0923 | 0.85202 | 46.9443 | WIDTH60_LENGTH50_HIGHT16_ORIENTATION0_WINDOWSRATIO10%_SKYLIGHTRATIO40%_3Dview.png | WIDTH60_LENGTH50_HIGHT16_ORIENTATION0_WINDOWSRATIO10%_SKYLIGHTRATIO40%.json
50 | 30 | 16 | 270 | 30% | 30% | 6000 | 8 | 28 | 0.92667 | 0.23167 | 46.1747 | 0.82586 | 47.0006 | WIDTH30_LENGTH60_HIGHT16_ORIENTATION0_WINDOWSRATIO10%_SKYLIGHTRATIO40%_3Dview.png | WIDTH30_LENGTH60_HIGHT16_ORIENTATION0_WINDOWSRATIO10%_SKYLIGHTRATIO40%.json
30 | 50 | 16 | 270 | 30% | 30% | 6000 | 28 | 8 | 0.92667 | 0.23167 | 46.2634 | 0.74709 | 47.0105 | WIDTH40_LENGTH60_HIGHT16_ORIENTATION0_WINDOWSRATIO10%_SKYLIGHTRATIO40%_3Dview.png | WIDTH40_LENGTH60_HIGHT16_ORIENTATION0_WINDOWSRATIO10%_SKYLIGHTRATIO40%.json
50 | 30 | 16 | 315 | 30% | 30% | 6000 | 8 | 28 | 0.92667 | 0.23167 | 46.0966 | 0.84825 | 46.9448 | WIDTH50_LENGTH60_HIGHT16_ORIENTATION0_WINDOWSRATIO10%_SKYLIGHTRATIO40%_3Dview.png | WIDTH50_LENGTH60_HIGHT16_ORIENTATION0_WINDOWSRATIO10%_SKYLIGHTRATIO40%.json
30 | 50 | 16 | 315 | 30% | 30% | 6000 | 28 | 8 | 0.92667 | 0.23167 | 46.0777 | 0.86077 | 46.9385 | WIDTH60_LENGTH60_HIGHT16_ORIENTATION0_WINDOWSRATIO10%_SKYLIGHTRATIO40%_3Dview.png | WIDTH60_LENGTH60_HIGHT16_ORIENTATION0_WINDOWSRATIO10%_SKYLIGHTRATIO40%.json
50 | 30 | 16 | 0 | 40% | 30% | 6000 | 8 | 28 | 0.92667 | 0.23167 | 46.8322 | 0.60074 | 47.4329 | WIDTH30_LENGTH30_HIGHT8_ORIENTATION45_WINDOWSRATIO10%_SKYLIGHTRATIO40%_3Dview.png | WIDTH30_LENGTH30_HIGHT8_ORIENTATION45_WINDOWSRATIO10%_SKYLIGHTRATIO40%.json
30 | 50 | 16 | 0 | 40% | 30% | 6000 | 28 | 8 | 0.92667 | 0.23167 | 46.7042 | 0.67575 | 47.3799 | WIDTH40_LENGTH30_HIGHT8_ORIENTATION45_WINDOWSRATIO10%_SKYLIGHTRATIO40%_3Dview.png | WIDTH40_LENGTH30_HIGHT8_ORIENTATION45_WINDOWSRATIO10%_SKYLIGHTRATIO40%.json
50 | 30 | 16 | 45 | 40% | 30% | 6000 | 8 | 28 | 0.92667 | 0.23167 | 46.6285 | 0.70334 | 47.3318 | WIDTH50_LENGTH30_HIGHT8_ORIENTATION45_WINDOWSRATIO10%_SKYLIGHTRATIO40%_3Dview.png | WIDTH50_LENGTH30_HIGHT8_ORIENTATION45_WINDOWSRATIO10%_SKYLIGHTRATIO40%.json
30 | 50 | 16 | 45 | 40% | 30% | 6000 | 28 | 8 | 0.92667 | 0.23167 | 46.6456 | 0.70092 | 47.3465 | WIDTH60_LENGTH30_HIGHT8_ORIENTATION45_WINDOWSRATIO10%_SKYLIGHTRATIO40%_3Dview.png | WIDTH60_LENGTH30_HIGHT8_ORIENTATION45_WINDOWSRATIO10%_SKYLIGHTRATIO40%.json
50 | 30 | 16 | 90 | 40% | 30% | 6000 | 8 | 28 | 0.92667 | 0.23167 | 46.7049 | 0.67529 | 47.3801 | WIDTH30_LENGTH40_HIGHT8_ORIENTATION45_WINDOWSRATIO10%_SKYLIGHTRATIO40%_3Dview.png | WIDTH30_LENGTH40_HIGHT8_ORIENTATION45_WINDOWSRATIO10%_SKYLIGHTRATIO40%.json
30 | 50 | 16 | 90 | 40% | 30% | 6000 | 28 | 8 | 0.92667 | 0.23167 | 46.832 | 0.60081 | 47.4328 | WIDTH40_LENGTH40_HIGHT8_ORIENTATION45_WINDOWSRATIO10%_SKYLIGHTRATIO40%_3Dview.png | WIDTH40_LENGTH40_HIGHT8_ORIENTATION45_WINDOWSRATIO10%_SKYLIGHTRATIO40%.json
50 | 30 | 16 | 135 | 40% | 30% | 6000 | 8 | 28 | 0.92667 | 0.23167 | 46.6411 | 0.70266 | 47.3438 | WIDTH50_LENGTH40_HIGHT8_ORIENTATION45_WINDOWSRATIO10%_SKYLIGHTRATIO40%_3Dview.png | WIDTH50_LENGTH40_HIGHT8_ORIENTATION45_WINDOWSRATIO10%_SKYLIGHTRATIO40%.json
30 | 50 | 16 | 135 | 40% | 30% | 6000 | 28 | 8 | 0.92667 | 0.23167 | 46.6165 | 0.7083 | 47.3248 | WIDTH60_LENGTH40_HIGHT8_ORIENTATION45_WINDOWSRATIO10%_SKYLIGHTRATIO40%_3Dview.png | WIDTH60_LENGTH40_HIGHT8_ORIENTATION45_WINDOWSRATIO10%_SKYLIGHTRATIO40%.json
50 | 30 | 16 | 180 | 40% | 30% | 6000 | 8 | 28 | 0.92667 | 0.23167 | 46.8322 | 0.60074 | 47.4329 | WIDTH30_LENGTH50_HIGHT8_ORIENTATION45_WINDOWSRATIO10%_SKYLIGHTRATIO40%_3Dview.png | WIDTH30_LENGTH50_HIGHT8_ORIENTATION45_WINDOWSRATIO10%_SKYLIGHTRATIO40%.json
30 | 50 | 16 | 180 | 40% | 30% | 6000 | 28 | 8 | 0.92667 | 0.23167 | 46.7042 | 0.67575 | 47.3799 | WIDTH40_LENGTH50_HIGHT8_ORIENTATION45_WINDOWSRATIO10%_SKYLIGHTRATIO40%_3Dview.png | WIDTH40_LENGTH50_HIGHT8_ORIENTATION45_WINDOWSRATIO10%_SKYLIGHTRATIO40%.json
50 | 30 | 16 | 225 | 40% | 30% | 6000 | 8 | 28 | 0.92667 | 0.23167 | 46.6135 | 0.70928 | 47.3228 | WIDTH50_LENGTH50_HIGHT8_ORIENTATION45_WINDOWSRATIO10%_SKYLIGHTRATIO40%_3Dview.png | WIDTH50_LENGTH50_HIGHT8_ORIENTATION45_WINDOWSRATIO10%_SKYLIGHTRATIO40%.json
30 | 50 | 16 | 225 | 40% | 30% | 6000 | 28 | 8 | 0.92667 | 0.23167 | 46.6481 | 0.7 | 47.3481 | WIDTH60_LENGTH50_HIGHT8_ORIENTATION45_WINDOWSRATIO10%_SKYLIGHTRATIO40%_3Dview.png | WIDTH60_LENGTH50_HIGHT8_ORIENTATION45_WINDOWSRATIO10%_SKYLIGHTRATIO40%.json
50 | 30 | 16 | 270 | 40% | 30% | 6000 | 8 | 28 | 0.92667 | 0.23167 | 46.7049 | 0.67529 | 47.3801 | WIDTH30_LENGTH60_HIGHT8_ORIENTATION45_WINDOWSRATIO10%_SKYLIGHTRATIO40%_3Dview.png | WIDTH30_LENGTH60_HIGHT8_ORIENTATION45_WINDOWSRATIO10%_SKYLIGHTRATIO40%.json
30 | 50 | 16 | 270 | 40% | 30% | 6000 | 28 | 8 | 0.92667 | 0.23167 | 46.832 | 0.60081 | 47.4328 | WIDTH40_LENGTH60_HIGHT8_ORIENTATION45_WINDOWSRATIO10%_SKYLIGHTRATIO40%_3Dview.png | WIDTH40_LENGTH60_HIGHT8_ORIENTATION45_WINDOWSRATIO10%_SKYLIGHTRATIO40%.json
50 | 30 | 16 | 315 | 40% | 30% | 6000 | 8 | 28 | 0.92667 | 0.23167 | 46.6502 | 0.69878 | 47.349 | WIDTH50_LENGTH60_HIGHT8_ORIENTATION45_WINDOWSRATIO10%_SKYLIGHTRATIO40%_3Dview.png | WIDTH50_LENGTH60_HIGHT8_ORIENTATION45_WINDOWSRATIO10%_SKYLIGHTRATIO40%.json
30 | 50 | 16 | 315 | 40% | 30% | 6000 | 28 | 8 | 0.92667 | 0.23167 | 46.6218 | 0.70579 | 47.3276 | WIDTH60_LENGTH60_HIGHT8_ORIENTATION45_WINDOWSRATIO10%_SKYLIGHTRATIO40%_3Dview.png | WIDTH60_LENGTH60_HIGHT8_ORIENTATION45_WINDOWSRATIO10%_SKYLIGHTRATIO40%.json
50 | 30 | 16 | 0 | 10% | 40% | 6000 | 8 | 28 | 0.92667 | 0.23167 | 45.35 | 1.1619 | 46.5119 | WIDTH30_LENGTH30_HIGHT12_ORIENTATION45_WINDOWSRATIO10%_SKYLIGHTRATIO40%_3Dview.png | WIDTH30_LENGTH30_HIGHT12_ORIENTATION45_WINDOWSRATIO10%_SKYLIGHTRATIO40%.json
30 | 50 | 16 | 0 | 10% | 40% | 6000 | 28 | 8 | 0.92667 | 0.23167 | 45.3373 | 1.2166 | 46.5538 | WIDTH40_LENGTH30_HIGHT12_ORIENTATION45_WINDOWSRATIO10%_SKYLIGHTRATIO40%_3Dview.png | WIDTH40_LENGTH30_HIGHT12_ORIENTATION45_WINDOWSRATIO10%_SKYLIGHTRATIO40%.json
50 | 30 | 16 | 45 | 10% | 40% | 6000 | 8 | 28 | 0.92667 | 0.23167 | 45.2417 | 1.2468 | 46.4885 | WIDTH50_LENGTH30_HIGHT12_ORIENTATION45_WINDOWSRATIO10%_SKYLIGHTRATIO40%_3Dview.png | WIDTH50_LENGTH30_HIGHT12_ORIENTATION45_WINDOWSRATIO10%_SKYLIGHTRATIO40%.json
30 | 50 | 16 | 45 | 10% | 40% | 6000 | 28 | 8 | 0.92667 | 0.23167 | 45.2295 | 1.2402 | 46.4697 | WIDTH60_LENGTH30_HIGHT12_ORIENTATION45_WINDOWSRATIO10%_SKYLIGHTRATIO40%_3Dview.png | WIDTH60_LENGTH30_HIGHT12_ORIENTATION45_WINDOWSRATIO10%_SKYLIGHTRATIO40%.json
50 | 30 | 16 | 90 | 10% | 40% | 6000 | 8 | 28 | 0.92667 | 0.23167 | 45.3377 | 1.2162 | 46.5539 | WIDTH30_LENGTH40_HIGHT12_ORIENTATION45_WINDOWSRATIO10%_SKYLIGHTRATIO40%_3Dview.png | WIDTH30_LENGTH40_HIGHT12_ORIENTATION45_WINDOWSRATIO10%_SKYLIGHTRATIO40%.json
30 | 50 | 16 | 90 | 10% | 40% | 6000 | 28 | 8 | 0.92667 | 0.23167 | 45.3499 | 1.1612 | 46.5111 | WIDTH40_LENGTH40_HIGHT12_ORIENTATION45_WINDOWSRATIO10%_SKYLIGHTRATIO40%_3Dview.png | WIDTH40_LENGTH40_HIGHT12_ORIENTATION45_WINDOWSRATIO10%_SKYLIGHTRATIO40%.json
50 | 30 | 16 | 135 | 10% | 40% | 6000 | 8 | 28 | 0.92667 | 0.23167 | 45.2355 | 1.2378 | 46.4732 | WIDTH50_LENGTH40_HIGHT12_ORIENTATION45_WINDOWSRATIO10%_SKYLIGHTRATIO40%_3Dview.png | WIDTH50_LENGTH40_HIGHT12_ORIENTATION45_WINDOWSRATIO10%_SKYLIGHTRATIO40%.json
30 | 50 | 16 | 135 | 10% | 40% | 6000 | 28 | 8 | 0.92667 | 0.23167 | 45.207 | 1.2602 | 46.4673 | WIDTH60_LENGTH40_HIGHT12_ORIENTATION45_WINDOWSRATIO10%_SKYLIGHTRATIO40%_3Dview.png | WIDTH60_LENGTH40_HIGHT12_ORIENTATION45_WINDOWSRATIO10%_SKYLIGHTRATIO40%.json
50 | 30 | 16 | 180 | 10% | 40% | 6000 | 8 | 28 | 0.92667 | 0.23167 | 45.35 | 1.1619 | 46.5119 | WIDTH30_LENGTH50_HIGHT12_ORIENTATION45_WINDOWSRATIO10%_SKYLIGHTRATIO40%_3Dview.png | WIDTH30_LENGTH50_HIGHT12_ORIENTATION45_WINDOWSRATIO10%_SKYLIGHTRATIO40%.json
30 | 50 | 16 | 180 | 10% | 40% | 6000 | 28 | 8 | 0.92667 | 0.23167 | 45.3373 | 1.2166 | 46.5538 | WIDTH40_LENGTH50_HIGHT12_ORIENTATION45_WINDOWSRATIO10%_SKYLIGHTRATIO40%_3Dview.png | WIDTH40_LENGTH50_HIGHT12_ORIENTATION45_WINDOWSRATIO10%_SKYLIGHTRATIO40%.json
50 | 30 | 16 | 225 | 10% | 40% | 6000 | 8 | 28 | 0.92667 | 0.23167 | 45.2417 | 1.2468 | 46.4885 | WIDTH50_LENGTH50_HIGHT12_ORIENTATION45_WINDOWSRATIO10%_SKYLIGHTRATIO40%_3Dview.png | WIDTH50_LENGTH50_HIGHT12_ORIENTATION45_WINDOWSRATIO10%_SKYLIGHTRATIO40%.json
30 | 50 | 16 | 225 | 10% | 40% | 6000 | 28 | 8 | 0.92667 | 0.23167 | 45.2276 | 1.2407 | 46.4683 | WIDTH60_LENGTH50_HIGHT12_ORIENTATION45_WINDOWSRATIO10%_SKYLIGHTRATIO40%_3Dview.png | WIDTH60_LENGTH50_HIGHT12_ORIENTATION45_WINDOWSRATIO10%_SKYLIGHTRATIO40%.json
50 | 30 | 16 | 270 | 10% | 40% | 6000 | 8 | 28 | 0.92667 | 0.23167 | 45.3377 | 1.2162 | 46.5539 | WIDTH30_LENGTH60_HIGHT12_ORIENTATION45_WINDOWSRATIO10%_SKYLIGHTRATIO40%_3Dview.png | WIDTH30_LENGTH60_HIGHT12_ORIENTATION45_WINDOWSRATIO10%_SKYLIGHTRATIO40%.json
30 | 50 | 16 | 270 | 10% | 40% | 6000 | 28 | 8 | 0.92667 | 0.23167 | 45.3499 | 1.1612 | 46.5111 | WIDTH40_LENGTH60_HIGHT12_ORIENTATION45_WINDOWSRATIO10%_SKYLIGHTRATIO40%_3Dview.png | WIDTH40_LENGTH60_HIGHT12_ORIENTATION45_WINDOWSRATIO10%_SKYLIGHTRATIO40%.json
50 | 30 | 16 | 315 | 10% | 40% | 6000 | 8 | 28 | 0.92667 | 0.23167 | 45.2355 | 1.2378 | 46.4732 | WIDTH50_LENGTH60_HIGHT12_ORIENTATION45_WINDOWSRATIO10%_SKYLIGHTRATIO40%_3Dview.png | WIDTH50_LENGTH60_HIGHT12_ORIENTATION45_WINDOWSRATIO10%_SKYLIGHTRATIO40%.json
30 | 50 | 16 | 315 | 10% | 40% | 6000 | 28 | 8 | 0.92667 | 0.23167 | 45.222 | 1.2562 | 46.4782 | WIDTH60_LENGTH60_HIGHT12_ORIENTATION45_WINDOWSRATIO10%_SKYLIGHTRATIO40%_3Dview.png | WIDTH60_LENGTH60_HIGHT12_ORIENTATION45_WINDOWSRATIO10%_SKYLIGHTRATIO40%.json
50 | 30 | 16 | 0 | 20% | 40% | 6000 | 8 | 28 | 0.92667 | 0.23167 | 46.3452 | 0.91816 | 47.2634 | WIDTH30_LENGTH30_HIGHT16_ORIENTATION45_WINDOWSRATIO10%_SKYLIGHTRATIO40%_3Dview.png | WIDTH30_LENGTH30_HIGHT16_ORIENTATION45_WINDOWSRATIO10%_SKYLIGHTRATIO40%.json
30 | 50 | 16 | 0 | 20% | 40% | 6000 | 28 | 8 | 0.92667 | 0.23167 | 46.2984 | 0.98341 | 47.2818 | WIDTH40_LENGTH30_HIGHT16_ORIENTATION45_WINDOWSRATIO10%_SKYLIGHTRATIO40%_3Dview.png | WIDTH40_LENGTH30_HIGHT16_ORIENTATION45_WINDOWSRATIO10%_SKYLIGHTRATIO40%.json
50 | 30 | 16 | 45 | 20% | 40% | 6000 | 8 | 28 | 0.92667 | 0.23167 | 46.2023 | 1.0142 | 47.2165 | WIDTH50_LENGTH30_HIGHT16_ORIENTATION45_WINDOWSRATIO10%_SKYLIGHTRATIO40%_3Dview.png | WIDTH50_LENGTH30_HIGHT16_ORIENTATION45_WINDOWSRATIO10%_SKYLIGHTRATIO40%.json
30 | 50 | 16 | 45 | 20% | 40% | 6000 | 28 | 8 | 0.92667 | 0.23167 | 46.1934 | 1.0085 | 47.2019 | WIDTH60_LENGTH30_HIGHT16_ORIENTATION45_WINDOWSRATIO10%_SKYLIGHTRATIO40%_3Dview.png | WIDTH60_LENGTH30_HIGHT16_ORIENTATION45_WINDOWSRATIO10%_SKYLIGHTRATIO40%.json
50 | 30 | 16 | 90 | 20% | 40% | 6000 | 8 | 28 | 0.92667 | 0.23167 | 46.2992 | 0.98295 | 47.2822 | WIDTH30_LENGTH40_HIGHT16_ORIENTATION45_WINDOWSRATIO10%_SKYLIGHTRATIO40%_3Dview.png | WIDTH30_LENGTH40_HIGHT16_ORIENTATION45_WINDOWSRATIO10%_SKYLIGHTRATIO40%.json
30 | 50 | 16 | 90 | 20% | 40% | 6000 | 28 | 8 | 0.92667 | 0.23167 | 46.3453 | 0.91827 | 47.2636 | WIDTH40_LENGTH40_HIGHT16_ORIENTATION45_WINDOWSRATIO10%_SKYLIGHTRATIO40%_3Dview.png | WIDTH40_LENGTH40_HIGHT16_ORIENTATION45_WINDOWSRATIO10%_SKYLIGHTRATIO40%.json
50 | 30 | 16 | 135 | 20% | 40% | 6000 | 8 | 28 | 0.92667 | 0.23167 | 46.1972 | 1.0064 | 47.2036 | WIDTH50_LENGTH40_HIGHT16_ORIENTATION45_WINDOWSRATIO10%_SKYLIGHTRATIO40%_3Dview.png | WIDTH50_LENGTH40_HIGHT16_ORIENTATION45_WINDOWSRATIO10%_SKYLIGHTRATIO40%.json
30 | 50 | 16 | 135 | 20% | 40% | 6000 | 28 | 8 | 0.92667 | 0.23167 | 46.1764 | 1.0234 | 47.1997 | WIDTH60_LENGTH40_HIGHT16_ORIENTATION45_WINDOWSRATIO10%_SKYLIGHTRATIO40%_3Dview.png | WIDTH60_LENGTH40_HIGHT16_ORIENTATION45_WINDOWSRATIO10%_SKYLIGHTRATIO40%.json
50 | 30 | 16 | 180 | 20% | 40% | 6000 | 8 | 28 | 0.92667 | 0.23167 | 46.3452 | 0.91816 | 47.2634 | WIDTH30_LENGTH50_HIGHT16_ORIENTATION45_WINDOWSRATIO10%_SKYLIGHTRATIO40%_3Dview.png | WIDTH30_LENGTH50_HIGHT16_ORIENTATION45_WINDOWSRATIO10%_SKYLIGHTRATIO40%.json
30 | 50 | 16 | 180 | 20% | 40% | 6000 | 28 | 8 | 0.92667 | 0.23167 | 46.2984 | 0.98341 | 47.2818 | WIDTH40_LENGTH50_HIGHT16_ORIENTATION45_WINDOWSRATIO10%_SKYLIGHTRATIO40%_3Dview.png | WIDTH40_LENGTH50_HIGHT16_ORIENTATION45_WINDOWSRATIO10%_SKYLIGHTRATIO40%.json
50 | 30 | 16 | 225 | 20% | 40% | 6000 | 8 | 28 | 0.92667 | 0.23167 | 46.2023 | 1.0142 | 47.2165 | WIDTH50_LENGTH50_HIGHT16_ORIENTATION45_WINDOWSRATIO10%_SKYLIGHTRATIO40%_3Dview.png | WIDTH50_LENGTH50_HIGHT16_ORIENTATION45_WINDOWSRATIO10%_SKYLIGHTRATIO40%.json
30 | 50 | 16 | 225 | 20% | 40% | 6000 | 28 | 8 | 0.92667 | 0.23167 | 46.1914 | 1.0088 | 47.2003 | WIDTH60_LENGTH50_HIGHT16_ORIENTATION45_WINDOWSRATIO10%_SKYLIGHTRATIO40%_3Dview.png | WIDTH60_LENGTH50_HIGHT16_ORIENTATION45_WINDOWSRATIO10%_SKYLIGHTRATIO40%.json
50 | 30 | 16 | 270 | 20% | 40% | 6000 | 8 | 28 | 0.92667 | 0.23167 | 46.2992 | 0.98295 | 47.2822 | WIDTH30_LENGTH60_HIGHT16_ORIENTATION45_WINDOWSRATIO10%_SKYLIGHTRATIO40%_3Dview.png | WIDTH30_LENGTH60_HIGHT16_ORIENTATION45_WINDOWSRATIO10%_SKYLIGHTRATIO40%.json
30 | 50 | 16 | 270 | 20% | 40% | 6000 | 28 | 8 | 0.92667 | 0.23167 | 46.3453 | 0.91827 | 47.2636 | WIDTH40_LENGTH60_HIGHT16_ORIENTATION45_WINDOWSRATIO10%_SKYLIGHTRATIO40%_3Dview.png | WIDTH40_LENGTH60_HIGHT16_ORIENTATION45_WINDOWSRATIO10%_SKYLIGHTRATIO40%.json
50 | 30 | 16 | 315 | 20% | 40% | 6000 | 8 | 28 | 0.92667 | 0.23167 | 46.1972 | 1.0064 | 47.2036 | WIDTH50_LENGTH60_HIGHT16_ORIENTATION45_WINDOWSRATIO10%_SKYLIGHTRATIO40%_3Dview.png | WIDTH50_LENGTH60_HIGHT16_ORIENTATION45_WINDOWSRATIO10%_SKYLIGHTRATIO40%.json
30 | 50 | 16 | 315 | 20% | 40% | 6000 | 28 | 8 | 0.92667 | 0.23167 | 46.1887 | 1.0192 | 47.2079 | WIDTH60_LENGTH60_HIGHT16_ORIENTATION45_WINDOWSRATIO10%_SKYLIGHTRATIO40%_3Dview.png | WIDTH60_LENGTH60_HIGHT16_ORIENTATION45_WINDOWSRATIO10%_SKYLIGHTRATIO40%.json
50 | 30 | 16 | 0 | 30% | 40% | 6000 | 8 | 28 | 0.92667 | 0.23167 | 47.0955 | 0.72623 | 47.8217 | WIDTH30_LENGTH30_HIGHT8_ORIENTATION90_WINDOWSRATIO10%_SKYLIGHTRATIO40%_3Dview.png | WIDTH30_LENGTH30_HIGHT8_ORIENTATION90_WINDOWSRATIO10%_SKYLIGHTRATIO40%.json
30 | 50 | 16 | 0 | 30% | 40% | 6000 | 28 | 8 | 0.92667 | 0.23167 | 47.0038 | 0.79986 | 47.8037 | WIDTH40_LENGTH30_HIGHT8_ORIENTATION90_WINDOWSRATIO10%_SKYLIGHTRATIO40%_3Dview.png | WIDTH40_LENGTH30_HIGHT8_ORIENTATION90_WINDOWSRATIO10%_SKYLIGHTRATIO40%.json
50 | 30 | 16 | 45 | 30% | 40% | 6000 | 8 | 28 | 0.92667 | 0.23167 | 46.9179 | 0.8308 | 47.7487 | WIDTH50_LENGTH30_HIGHT8_ORIENTATION90_WINDOWSRATIO10%_SKYLIGHTRATIO40%_3Dview.png | WIDTH50_LENGTH30_HIGHT8_ORIENTATION90_WINDOWSRATIO10%_SKYLIGHTRATIO40%.json
30 | 50 | 16 | 45 | 30% | 40% | 6000 | 28 | 8 | 0.92667 | 0.23167 | 46.9235 | 0.82381 | 47.7473 | WIDTH60_LENGTH30_HIGHT8_ORIENTATION90_WINDOWSRATIO10%_SKYLIGHTRATIO40%_3Dview.png | WIDTH60_LENGTH30_HIGHT8_ORIENTATION90_WINDOWSRATIO10%_SKYLIGHTRATIO40%.json
50 | 30 | 16 | 90 | 30% | 40% | 6000 | 8 | 28 | 0.92667 | 0.23167 | 47.0046 | 0.79937 | 47.804 | WIDTH30_LENGTH40_HIGHT8_ORIENTATION90_WINDOWSRATIO10%_SKYLIGHTRATIO40%_3Dview.png | WIDTH30_LENGTH40_HIGHT8_ORIENTATION90_WINDOWSRATIO10%_SKYLIGHTRATIO40%.json
30 | 50 | 16 | 90 | 30% | 40% | 6000 | 28 | 8 | 0.92667 | 0.23167 | 47.0954 | 0.72636 | 47.8217 | WIDTH40_LENGTH40_HIGHT8_ORIENTATION90_WINDOWSRATIO10%_SKYLIGHTRATIO40%_3Dview.png | WIDTH40_LENGTH40_HIGHT8_ORIENTATION90_WINDOWSRATIO10%_SKYLIGHTRATIO40%.json
50 | 30 | 16 | 135 | 30% | 40% | 6000 | 8 | 28 | 0.92667 | 0.23167 | 46.9271 | 0.82209 | 47.7492 | WIDTH50_LENGTH40_HIGHT8_ORIENTATION90_WINDOWSRATIO10%_SKYLIGHTRATIO40%_3Dview.png | WIDTH50_LENGTH40_HIGHT8_ORIENTATION90_WINDOWSRATIO10%_SKYLIGHTRATIO40%.json
30 | 50 | 16 | 135 | 30% | 40% | 6000 | 28 | 8 | 0.92667 | 0.23167 | 46.8968 | 0.83881 | 47.7356 | WIDTH60_LENGTH40_HIGHT8_ORIENTATION90_WINDOWSRATIO10%_SKYLIGHTRATIO40%_3Dview.png | WIDTH60_LENGTH40_HIGHT8_ORIENTATION90_WINDOWSRATIO10%_SKYLIGHTRATIO40%.json
50 | 30 | 16 | 180 | 30% | 40% | 6000 | 8 | 28 | 0.92667 | 0.23167 | 47.0955 | 0.72623 | 47.8217 | WIDTH30_LENGTH50_HIGHT8_ORIENTATION90_WINDOWSRATIO10%_SKYLIGHTRATIO40%_3Dview.png | WIDTH30_LENGTH50_HIGHT8_ORIENTATION90_WINDOWSRATIO10%_SKYLIGHTRATIO40%.json
30 | 50 | 16 | 180 | 30% | 40% | 6000 | 28 | 8 | 0.92667 | 0.23167 | 47.0038 | 0.79986 | 47.8037 | WIDTH40_LENGTH50_HIGHT8_ORIENTATION90_WINDOWSRATIO10%_SKYLIGHTRATIO40%_3Dview.png | WIDTH40_LENGTH50_HIGHT8_ORIENTATION90_WINDOWSRATIO10%_SKYLIGHTRATIO40%.json
50 | 30 | 16 | 225 | 30% | 40% | 6000 | 8 | 28 | 0.92667 | 0.23167 | 46.9179 | 0.8308 | 47.7487 | WIDTH50_LENGTH50_HIGHT8_ORIENTATION90_WINDOWSRATIO10%_SKYLIGHTRATIO40%_3Dview.png | WIDTH50_LENGTH50_HIGHT8_ORIENTATION90_WINDOWSRATIO10%_SKYLIGHTRATIO40%.json
30 | 50 | 16 | 225 | 30% | 40% | 6000 | 28 | 8 | 0.92667 | 0.23167 | 46.9216 | 0.82459 | 47.7462 | WIDTH60_LENGTH50_HIGHT8_ORIENTATION90_WINDOWSRATIO10%_SKYLIGHTRATIO40%_3Dview.png | WIDTH60_LENGTH50_HIGHT8_ORIENTATION90_WINDOWSRATIO10%_SKYLIGHTRATIO40%.json
50 | 30 | 16 | 270 | 30% | 40% | 6000 | 8 | 28 | 0.92667 | 0.23167 | 47.0046 | 0.79937 | 47.804 | WIDTH30_LENGTH60_HIGHT8_ORIENTATION90_WINDOWSRATIO10%_SKYLIGHTRATIO40%_3Dview.png | WIDTH30_LENGTH60_HIGHT8_ORIENTATION90_WINDOWSRATIO10%_SKYLIGHTRATIO40%.json
30 | 50 | 16 | 270 | 30% | 40% | 6000 | 28 | 8 | 0.92667 | 0.23167 | 47.0954 | 0.72636 | 47.8217 | WIDTH40_LENGTH60_HIGHT8_ORIENTATION90_WINDOWSRATIO10%_SKYLIGHTRATIO40%_3Dview.png | WIDTH40_LENGTH60_HIGHT8_ORIENTATION90_WINDOWSRATIO10%_SKYLIGHTRATIO40%.json
50 | 30 | 16 | 315 | 30% | 40% | 6000 | 8 | 28 | 0.92667 | 0.23167 | 46.9271 | 0.82209 | 47.7492 | WIDTH50_LENGTH60_HIGHT8_ORIENTATION90_WINDOWSRATIO10%_SKYLIGHTRATIO40%_3Dview.png | WIDTH50_LENGTH60_HIGHT8_ORIENTATION90_WINDOWSRATIO10%_SKYLIGHTRATIO40%.json
30 | 50 | 16 | 315 | 30% | 40% | 6000 | 28 | 8 | 0.92667 | 0.23167 | 46.9068 | 0.83521 | 47.742 | WIDTH60_LENGTH60_HIGHT8_ORIENTATION90_WINDOWSRATIO10%_SKYLIGHTRATIO40%_3Dview.png | WIDTH60_LENGTH60_HIGHT8_ORIENTATION90_WINDOWSRATIO10%_SKYLIGHTRATIO40%.json
50 | 30 | 16 | 0 | 40% | 40% | 6000 | 8 | 28 | 0.92667 | 0.23167 | 47.6494 | 0.58288 | 48.2323 | WIDTH30_LENGTH30_HIGHT12_ORIENTATION90_WINDOWSRATIO10%_SKYLIGHTRATIO40%_3Dview.png | WIDTH30_LENGTH30_HIGHT12_ORIENTATION90_WINDOWSRATIO10%_SKYLIGHTRATIO40%.json
30 | 50 | 16 | 0 | 40% | 40% | 6000 | 28 | 8 | 0.92667 | 0.23167 | 47.5221 | 0.65758 | 48.1797 | WIDTH40_LENGTH30_HIGHT12_ORIENTATION90_WINDOWSRATIO10%_SKYLIGHTRATIO40%_3Dview.png | WIDTH40_LENGTH30_HIGHT12_ORIENTATION90_WINDOWSRATIO10%_SKYLIGHTRATIO40%.json
50 | 30 | 16 | 45 | 40% | 40% | 6000 | 8 | 28 | 0.92667 | 0.23167 | 47.4476 | 0.68453 | 48.1321 | WIDTH50_LENGTH30_HIGHT12_ORIENTATION90_WINDOWSRATIO10%_SKYLIGHTRATIO40%_3Dview.png | WIDTH50_LENGTH30_HIGHT12_ORIENTATION90_WINDOWSRATIO10%_SKYLIGHTRATIO40%.json
30 | 50 | 16 | 45 | 40% | 40% | 6000 | 28 | 8 | 0.92667 | 0.23167 | 47.4668 | 0.68082 | 48.1476 | WIDTH60_LENGTH30_HIGHT12_ORIENTATION90_WINDOWSRATIO10%_SKYLIGHTRATIO40%_3Dview.png | WIDTH60_LENGTH30_HIGHT12_ORIENTATION90_WINDOWSRATIO10%_SKYLIGHTRATIO40%.json
50 | 30 | 16 | 90 | 40% | 40% | 6000 | 8 | 28 | 0.92667 | 0.23167 | 47.5229 | 0.65713 | 48.18 | WIDTH30_LENGTH40_HIGHT12_ORIENTATION90_WINDOWSRATIO10%_SKYLIGHTRATIO40%_3Dview.png | WIDTH30_LENGTH40_HIGHT12_ORIENTATION90_WINDOWSRATIO10%_SKYLIGHTRATIO40%.json
30 | 50 | 16 | 90 | 40% | 40% | 6000 | 28 | 8 | 0.92667 | 0.23167 | 47.6492 | 0.58298 | 48.2321 | WIDTH40_LENGTH40_HIGHT12_ORIENTATION90_WINDOWSRATIO10%_SKYLIGHTRATIO40%_3Dview.png | WIDTH40_LENGTH40_HIGHT12_ORIENTATION90_WINDOWSRATIO10%_SKYLIGHTRATIO40%.json
50 | 30 | 16 | 135 | 40% | 40% | 6000 | 8 | 28 | 0.92667 | 0.23167 | 47.4696 | 0.67938 | 48.149 | WIDTH50_LENGTH40_HIGHT12_ORIENTATION90_WINDOWSRATIO10%_SKYLIGHTRATIO40%_3Dview.png | WIDTH50_LENGTH40_HIGHT12_ORIENTATION90_WINDOWSRATIO10%_SKYLIGHTRATIO40%.json
30 | 50 | 16 | 135 | 40% | 40% | 6000 | 28 | 8 | 0.92667 | 0.23167 | 47.4296 | 0.69154 | 48.1211 | WIDTH60_LENGTH40_HIGHT12_ORIENTATION90_WINDOWSRATIO10%_SKYLIGHTRATIO40%_3Dview.png | WIDTH60_LENGTH40_HIGHT12_ORIENTATION90_WINDOWSRATIO10%_SKYLIGHTRATIO40%.json
50 | 30 | 16 | 180 | 40% | 40% | 6000 | 8 | 28 | 0.92667 | 0.23167 | 47.6494 | 0.58288 | 48.2323 | WIDTH30_LENGTH50_HIGHT12_ORIENTATION90_WINDOWSRATIO10%_SKYLIGHTRATIO40%_3Dview.png | WIDTH30_LENGTH50_HIGHT12_ORIENTATION90_WINDOWSRATIO10%_SKYLIGHTRATIO40%.json
30 | 50 | 16 | 180 | 40% | 40% | 6000 | 28 | 8 | 0.92667 | 0.23167 | 47.5221 | 0.65758 | 48.1797 | WIDTH40_LENGTH50_HIGHT12_ORIENTATION90_WINDOWSRATIO10%_SKYLIGHTRATIO40%_3Dview.png | WIDTH40_LENGTH50_HIGHT12_ORIENTATION90_WINDOWSRATIO10%_SKYLIGHTRATIO40%.json
50 | 30 | 16 | 225 | 40% | 40% | 6000 | 8 | 28 | 0.92667 | 0.23167 | 47.4476 | 0.68453 | 48.1321 | WIDTH50_LENGTH50_HIGHT12_ORIENTATION90_WINDOWSRATIO10%_SKYLIGHTRATIO40%_3Dview.png | WIDTH50_LENGTH50_HIGHT12_ORIENTATION90_WINDOWSRATIO10%_SKYLIGHTRATIO40%.json
30 | 50 | 16 | 225 | 40% | 40% | 6000 | 28 | 8 | 0.92667 | 0.23167 | 47.4653 | 0.68159 | 48.1469 | WIDTH60_LENGTH50_HIGHT12_ORIENTATION90_WINDOWSRATIO10%_SKYLIGHTRATIO40%_3Dview.png | WIDTH60_LENGTH50_HIGHT12_ORIENTATION90_WINDOWSRATIO10%_SKYLIGHTRATIO40%.json
50 | 30 | 16 | 270 | 40% | 40% | 6000 | 8 | 28 | 0.92667 | 0.23167 | 47.5229 | 0.65713 | 48.18 | WIDTH30_LENGTH60_HIGHT12_ORIENTATION90_WINDOWSRATIO10%_SKYLIGHTRATIO40%_3Dview.png | WIDTH30_LENGTH60_HIGHT12_ORIENTATION90_WINDOWSRATIO10%_SKYLIGHTRATIO40%.json
30 | 50 | 16 | 270 | 40% | 40% | 6000 | 28 | 8 | 0.92667 | 0.23167 | 47.6492 | 0.58298 | 48.2321 | WIDTH40_LENGTH60_HIGHT12_ORIENTATION90_WINDOWSRATIO10%_SKYLIGHTRATIO40%_3Dview.png | WIDTH40_LENGTH60_HIGHT12_ORIENTATION90_WINDOWSRATIO10%_SKYLIGHTRATIO40%.json
50 | 30 | 16 | 315 | 40% | 40% | 6000 | 8 | 28 | 0.92667 | 0.23167 | 47.4696 | 0.67938 | 48.149 | WIDTH50_LENGTH60_HIGHT12_ORIENTATION90_WINDOWSRATIO10%_SKYLIGHTRATIO40%_3Dview.png | WIDTH50_LENGTH60_HIGHT12_ORIENTATION90_WINDOWSRATIO10%_SKYLIGHTRATIO40%.json
30 | 50 | 16 | 315 | 40% | 40% | 6000 | 28 | 8 | 0.92667 | 0.23167 | 47.438 | 0.6884 | 48.1264 | WIDTH60_LENGTH60_HIGHT12_ORIENTATION90_WINDOWSRATIO10%_SKYLIGHTRATIO40%_3Dview.png | WIDTH60_LENGTH60_HIGHT12_ORIENTATION90_WINDOWSRATIO10%_SKYLIGHTRATIO40%.json
60 | 30 | 16 | 0 | 10% | 10% | 7200 | 8 | 38 | 0.9 | 0.225 | 44.0933 | 1.2578 | 45.3512 | WIDTH30_LENGTH30_HIGHT16_ORIENTATION90_WINDOWSRATIO10%_SKYLIGHTRATIO40%_3Dview.png | WIDTH30_LENGTH30_HIGHT16_ORIENTATION90_WINDOWSRATIO10%_SKYLIGHTRATIO40%.json
40 | 40 | 16 | 0 | 10% | 10% | 6400 | 18 | 18 | 0.9 | 0.225 | 44.1837 | 1.2869 | 45.4706 | WIDTH40_LENGTH30_HIGHT16_ORIENTATION90_WINDOWSRATIO10%_SKYLIGHTRATIO40%_3Dview.png | WIDTH40_LENGTH30_HIGHT16_ORIENTATION90_WINDOWSRATIO10%_SKYLIGHTRATIO40%.json
30 | 60 | 16 | 0 | 10% | 10% | 7200 | 38 | 8 | 0.9 | 0.225 | 44.0895 | 1.3262 | 45.4157 | WIDTH50_LENGTH30_HIGHT16_ORIENTATION90_WINDOWSRATIO10%_SKYLIGHTRATIO40%_3Dview.png | WIDTH50_LENGTH30_HIGHT16_ORIENTATION90_WINDOWSRATIO10%_SKYLIGHTRATIO40%.json
60 | 30 | 16 | 45 | 10% | 10% | 7200 | 8 | 38 | 0.9 | 0.225 | 43.988 | 1.3516 | 45.3396 | WIDTH60_LENGTH30_HIGHT16_ORIENTATION90_WINDOWSRATIO10%_SKYLIGHTRATIO40%_3Dview.png | WIDTH60_LENGTH30_HIGHT16_ORIENTATION90_WINDOWSRATIO10%_SKYLIGHTRATIO40%.json
40 | 40 | 16 | 45 | 10% | 10% | 6400 | 18 | 18 | 0.9 | 0.225 | 44.0808 | 1.3404 | 45.4213 | WIDTH30_LENGTH40_HIGHT16_ORIENTATION90_WINDOWSRATIO10%_SKYLIGHTRATIO40%_3Dview.png | WIDTH30_LENGTH40_HIGHT16_ORIENTATION90_WINDOWSRATIO10%_SKYLIGHTRATIO40%.json
30 | 60 | 16 | 45 | 10% | 10% | 7200 | 38 | 8 | 0.9 | 0.225 | 46.6264 | 2.65 | 49.2765 | WIDTH40_LENGTH40_HIGHT16_ORIENTATION90_WINDOWSRATIO10%_SKYLIGHTRATIO40%_3Dview.png | WIDTH40_LENGTH40_HIGHT16_ORIENTATION90_WINDOWSRATIO10%_SKYLIGHTRATIO40%.json
60 | 30 | 16 | 90 | 10% | 10% | 7200 | 8 | 38 | 0.9 | 0.225 | 44.0905 | 1.3256 | 45.416 | WIDTH50_LENGTH40_HIGHT16_ORIENTATION90_WINDOWSRATIO10%_SKYLIGHTRATIO40%_3Dview.png | WIDTH50_LENGTH40_HIGHT16_ORIENTATION90_WINDOWSRATIO10%_SKYLIGHTRATIO40%.json
40 | 40 | 16 | 90 | 10% | 10% | 6400 | 18 | 18 | 0.9 | 0.225 | 44.1847 | 1.2864 | 45.4711 | WIDTH60_LENGTH40_HIGHT16_ORIENTATION90_WINDOWSRATIO10%_SKYLIGHTRATIO40%_3Dview.png | WIDTH60_LENGTH40_HIGHT16_ORIENTATION90_WINDOWSRATIO10%_SKYLIGHTRATIO40%.json
30 | 60 | 16 | 90 | 10% | 10% | 7200 | 38 | 8 | 0.9 | 0.225 | 44.0921 | 1.2582 | 45.3504 | WIDTH30_LENGTH50_HIGHT16_ORIENTATION90_WINDOWSRATIO10%_SKYLIGHTRATIO40%_3Dview.png | WIDTH30_LENGTH50_HIGHT16_ORIENTATION90_WINDOWSRATIO10%_SKYLIGHTRATIO40%.json
60 | 30 | 16 | 135 | 10% | 10% | 7200 | 8 | 38 | 0.9 | 0.225 | 43.9858 | 1.3415 | 45.3274 | WIDTH40_LENGTH50_HIGHT16_ORIENTATION90_WINDOWSRATIO10%_SKYLIGHTRATIO40%_3Dview.png | WIDTH40_LENGTH50_HIGHT16_ORIENTATION90_WINDOWSRATIO10%_SKYLIGHTRATIO40%.json
40 | 40 | 16 | 135 | 10% | 10% | 6400 | 18 | 18 | 0.9 | 0.225 | 44.0786 | 1.3412 | 45.4198 | WIDTH50_LENGTH50_HIGHT16_ORIENTATION90_WINDOWSRATIO10%_SKYLIGHTRATIO40%_3Dview.png | WIDTH50_LENGTH50_HIGHT16_ORIENTATION90_WINDOWSRATIO10%_SKYLIGHTRATIO40%.json
30 | 60 | 16 | 135 | 10% | 10% | 7200 | 38 | 8 | 0.9 | 0.225 | 46.6449 | 2.6553 | 49.3002 | WIDTH60_LENGTH50_HIGHT16_ORIENTATION90_WINDOWSRATIO10%_SKYLIGHTRATIO40%_3Dview.png | WIDTH60_LENGTH50_HIGHT16_ORIENTATION90_WINDOWSRATIO10%_SKYLIGHTRATIO40%.json
60 | 30 | 16 | 180 | 10% | 10% | 7200 | 8 | 38 | 0.9 | 0.225 | 44.0933 | 1.2578 | 45.3512 | WIDTH30_LENGTH60_HIGHT16_ORIENTATION90_WINDOWSRATIO10%_SKYLIGHTRATIO40%_3Dview.png | WIDTH30_LENGTH60_HIGHT16_ORIENTATION90_WINDOWSRATIO10%_SKYLIGHTRATIO40%.json
40 | 40 | 16 | 180 | 10% | 10% | 6400 | 18 | 18 | 0.9 | 0.225 | 44.1837 | 1.2869 | 45.4706 | WIDTH40_LENGTH60_HIGHT16_ORIENTATION90_WINDOWSRATIO10%_SKYLIGHTRATIO40%_3Dview.png | WIDTH40_LENGTH60_HIGHT16_ORIENTATION90_WINDOWSRATIO10%_SKYLIGHTRATIO40%.json
30 | 60 | 16 | 180 | 10% | 10% | 7200 | 38 | 8 | 0.9 | 0.225 | 44.0895 | 1.3262 | 45.4157 | WIDTH50_LENGTH60_HIGHT16_ORIENTATION90_WINDOWSRATIO10%_SKYLIGHTRATIO40%_3Dview.png | WIDTH50_LENGTH60_HIGHT16_ORIENTATION90_WINDOWSRATIO10%_SKYLIGHTRATIO40%.json
60 | 30 | 16 | 225 | 10% | 10% | 7200 | 8 | 38 | 0.9 | 0.225 | 43.9845 | 1.3525 | 45.337 | WIDTH60_LENGTH60_HIGHT16_ORIENTATION90_WINDOWSRATIO10%_SKYLIGHTRATIO40%_3Dview.png | WIDTH60_LENGTH60_HIGHT16_ORIENTATION90_WINDOWSRATIO10%_SKYLIGHTRATIO40%.json
40 | 40 | 16 | 225 | 10% | 10% | 6400 | 18 | 18 | 0.9 | 0.225 | 44.0813 | 1.34 | 45.4213 | WIDTH30_LENGTH30_HIGHT8_ORIENTATION135_WINDOWSRATIO10%_SKYLIGHTRATIO40%_3Dview.png | WIDTH30_LENGTH30_HIGHT8_ORIENTATION135_WINDOWSRATIO10%_SKYLIGHTRATIO40%.json
30 | 60 | 16 | 225 | 10% | 10% | 7200 | 38 | 8 | 0.9 | 0.225 | 43.9863 | 1.3412 | 45.3276 | WIDTH40_LENGTH30_HIGHT8_ORIENTATION135_WINDOWSRATIO10%_SKYLIGHTRATIO40%_3Dview.png | WIDTH40_LENGTH30_HIGHT8_ORIENTATION135_WINDOWSRATIO10%_SKYLIGHTRATIO40%.json
60 | 30 | 16 | 270 | 10% | 10% | 7200 | 8 | 38 | 0.9 | 0.225 | 44.0905 | 1.3256 | 45.416 | WIDTH50_LENGTH30_HIGHT8_ORIENTATION135_WINDOWSRATIO10%_SKYLIGHTRATIO40%_3Dview.png | WIDTH50_LENGTH30_HIGHT8_ORIENTATION135_WINDOWSRATIO10%_SKYLIGHTRATIO40%.json
40 | 40 | 16 | 270 | 10% | 10% | 6400 | 18 | 18 | 0.9 | 0.225 | 44.1847 | 1.2864 | 45.4711 | WIDTH60_LENGTH30_HIGHT8_ORIENTATION135_WINDOWSRATIO10%_SKYLIGHTRATIO40%_3Dview.png | WIDTH60_LENGTH30_HIGHT8_ORIENTATION135_WINDOWSRATIO10%_SKYLIGHTRATIO40%.json
30 | 60 | 16 | 270 | 10% | 10% | 7200 | 38 | 8 | 0.9 | 0.225 | 44.0921 | 1.2582 | 45.3504 | WIDTH30_LENGTH40_HIGHT8_ORIENTATION135_WINDOWSRATIO10%_SKYLIGHTRATIO40%_3Dview.png | WIDTH30_LENGTH40_HIGHT8_ORIENTATION135_WINDOWSRATIO10%_SKYLIGHTRATIO40%.json
60 | 30 | 16 | 315 | 10% | 10% | 7200 | 8 | 38 | 0.9 | 0.225 | 43.9856 | 1.3412 | 45.3268 | WIDTH40_LENGTH40_HIGHT8_ORIENTATION135_WINDOWSRATIO10%_SKYLIGHTRATIO40%_3Dview.png | WIDTH40_LENGTH40_HIGHT8_ORIENTATION135_WINDOWSRATIO10%_SKYLIGHTRATIO40%.json
40 | 40 | 16 | 315 | 10% | 10% | 6400 | 18 | 18 | 0.9 | 0.225 | 44.0805 | 1.3404 | 45.4209 | WIDTH50_LENGTH40_HIGHT8_ORIENTATION135_WINDOWSRATIO10%_SKYLIGHTRATIO40%_3Dview.png | WIDTH50_LENGTH40_HIGHT8_ORIENTATION135_WINDOWSRATIO10%_SKYLIGHTRATIO40%.json
30 | 60 | 16 | 315 | 10% | 10% | 7200 | 38 | 8 | 0.9 | 0.225 | 43.9855 | 1.3526 | 45.338 | WIDTH60_LENGTH40_HIGHT8_ORIENTATION135_WINDOWSRATIO10%_SKYLIGHTRATIO40%_3Dview.png | WIDTH60_LENGTH40_HIGHT8_ORIENTATION135_WINDOWSRATIO10%_SKYLIGHTRATIO40%.json
60 | 30 | 16 | 0 | 20% | 10% | 7200 | 8 | 38 | 0.9 | 0.225 | 45.1249 | 1.0129 | 46.1378 | WIDTH30_LENGTH50_HIGHT8_ORIENTATION135_WINDOWSRATIO10%_SKYLIGHTRATIO40%_3Dview.png | WIDTH30_LENGTH50_HIGHT8_ORIENTATION135_WINDOWSRATIO10%_SKYLIGHTRATIO40%.json
40 | 40 | 16 | 0 | 20% | 10% | 6400 | 18 | 18 | 0.9 | 0.225 | 45.1964 | 1.0504 | 46.2468 | WIDTH40_LENGTH50_HIGHT8_ORIENTATION135_WINDOWSRATIO10%_SKYLIGHTRATIO40%_3Dview.png | WIDTH40_LENGTH50_HIGHT8_ORIENTATION135_WINDOWSRATIO10%_SKYLIGHTRATIO40%.json
30 | 60 | 16 | 0 | 20% | 10% | 7200 | 38 | 8 | 0.9 | 0.225 | 45.083 | 1.0972 | 46.1802 | WIDTH50_LENGTH50_HIGHT8_ORIENTATION135_WINDOWSRATIO10%_SKYLIGHTRATIO40%_3Dview.png | WIDTH50_LENGTH50_HIGHT8_ORIENTATION135_WINDOWSRATIO10%_SKYLIGHTRATIO40%.json
60 | 30 | 16 | 45 | 20% | 10% | 7200 | 8 | 38 | 0.9 | 0.225 | 44.982 | 1.1215 | 46.1035 | WIDTH60_LENGTH50_HIGHT8_ORIENTATION135_WINDOWSRATIO10%_SKYLIGHTRATIO40%_3Dview.png | WIDTH60_LENGTH50_HIGHT8_ORIENTATION135_WINDOWSRATIO10%_SKYLIGHTRATIO40%.json
40 | 40 | 16 | 45 | 20% | 10% | 6400 | 18 | 18 | 0.9 | 0.225 | 45.0758 | 1.1099 | 46.1856 | WIDTH30_LENGTH60_HIGHT8_ORIENTATION135_WINDOWSRATIO10%_SKYLIGHTRATIO40%_3Dview.png | WIDTH30_LENGTH60_HIGHT8_ORIENTATION135_WINDOWSRATIO10%_SKYLIGHTRATIO40%.json
30 | 60 | 16 | 45 | 20% | 10% | 7200 | 38 | 8 | 0.9 | 0.225 | 47.6173 | 2.4281 | 50.0453 | WIDTH40_LENGTH60_HIGHT8_ORIENTATION135_WINDOWSRATIO10%_SKYLIGHTRATIO40%_3Dview.png | WIDTH40_LENGTH60_HIGHT8_ORIENTATION135_WINDOWSRATIO10%_SKYLIGHTRATIO40%.json
60 | 30 | 16 | 90 | 20% | 10% | 7200 | 8 | 38 | 0.9 | 0.225 | 45.084 | 1.0966 | 46.1806 | WIDTH50_LENGTH60_HIGHT8_ORIENTATION135_WINDOWSRATIO10%_SKYLIGHTRATIO40%_3Dview.png | WIDTH50_LENGTH60_HIGHT8_ORIENTATION135_WINDOWSRATIO10%_SKYLIGHTRATIO40%.json
40 | 40 | 16 | 90 | 20% | 10% | 6400 | 18 | 18 | 0.9 | 0.225 | 45.1963 | 1.0497 | 46.246 | WIDTH60_LENGTH60_HIGHT8_ORIENTATION135_WINDOWSRATIO10%_SKYLIGHTRATIO40%_3Dview.png | WIDTH60_LENGTH60_HIGHT8_ORIENTATION135_WINDOWSRATIO10%_SKYLIGHTRATIO40%.json
30 | 60 | 16 | 90 | 20% | 10% | 7200 | 38 | 8 | 0.9 | 0.225 | 45.1239 | 1.0133 | 46.1371 | WIDTH30_LENGTH30_HIGHT12_ORIENTATION135_WINDOWSRATIO10%_SKYLIGHTRATIO40%_3Dview.png | WIDTH30_LENGTH30_HIGHT12_ORIENTATION135_WINDOWSRATIO10%_SKYLIGHTRATIO40%.json
60 | 30 | 16 | 135 | 20% | 10% | 7200 | 8 | 38 | 0.9 | 0.225 | 44.9814 | 1.1129 | 46.0943 | WIDTH40_LENGTH30_HIGHT12_ORIENTATION135_WINDOWSRATIO10%_SKYLIGHTRATIO40%_3Dview.png | WIDTH40_LENGTH30_HIGHT12_ORIENTATION135_WINDOWSRATIO10%_SKYLIGHTRATIO40%.json
40 | 40 | 16 | 135 | 20% | 10% | 6400 | 18 | 18 | 0.9 | 0.225 | 45.0738 | 1.1119 | 46.1857 | WIDTH50_LENGTH30_HIGHT12_ORIENTATION135_WINDOWSRATIO10%_SKYLIGHTRATIO40%_3Dview.png | WIDTH50_LENGTH30_HIGHT12_ORIENTATION135_WINDOWSRATIO10%_SKYLIGHTRATIO40%.json
30 | 60 | 16 | 135 | 20% | 10% | 7200 | 38 | 8 | 0.9 | 0.225 | 47.6522 | 2.4322 | 50.0844 | WIDTH60_LENGTH30_HIGHT12_ORIENTATION135_WINDOWSRATIO10%_SKYLIGHTRATIO40%_3Dview.png | WIDTH60_LENGTH30_HIGHT12_ORIENTATION135_WINDOWSRATIO10%_SKYLIGHTRATIO40%.json
60 | 30 | 16 | 180 | 20% | 10% | 7200 | 8 | 38 | 0.9 | 0.225 | 45.1249 | 1.0129 | 46.1378 | WIDTH30_LENGTH40_HIGHT12_ORIENTATION135_WINDOWSRATIO10%_SKYLIGHTRATIO40%_3Dview.png | WIDTH30_LENGTH40_HIGHT12_ORIENTATION135_WINDOWSRATIO10%_SKYLIGHTRATIO40%.json
40 | 40 | 16 | 180 | 20% | 10% | 6400 | 18 | 18 | 0.9 | 0.225 | 45.1964 | 1.0504 | 46.2468 | WIDTH40_LENGTH40_HIGHT12_ORIENTATION135_WINDOWSRATIO10%_SKYLIGHTRATIO40%_3Dview.png | WIDTH40_LENGTH40_HIGHT12_ORIENTATION135_WINDOWSRATIO10%_SKYLIGHTRATIO40%.json
30 | 60 | 16 | 180 | 20% | 10% | 7200 | 38 | 8 | 0.9 | 0.225 | 45.083 | 1.0972 | 46.1802 | WIDTH50_LENGTH40_HIGHT12_ORIENTATION135_WINDOWSRATIO10%_SKYLIGHTRATIO40%_3Dview.png | WIDTH50_LENGTH40_HIGHT12_ORIENTATION135_WINDOWSRATIO10%_SKYLIGHTRATIO40%.json
60 | 30 | 16 | 225 | 20% | 10% | 7200 | 8 | 38 | 0.9 | 0.225 | 44.9794 | 1.1224 | 46.1018 | WIDTH60_LENGTH40_HIGHT12_ORIENTATION135_WINDOWSRATIO10%_SKYLIGHTRATIO40%_3Dview.png | WIDTH60_LENGTH40_HIGHT12_ORIENTATION135_WINDOWSRATIO10%_SKYLIGHTRATIO40%.json
40 | 40 | 16 | 225 | 20% | 10% | 6400 | 18 | 18 | 0.9 | 0.225 | 45.076 | 1.1098 | 46.1858 | WIDTH30_LENGTH50_HIGHT12_ORIENTATION135_WINDOWSRATIO10%_SKYLIGHTRATIO40%_3Dview.png | WIDTH30_LENGTH50_HIGHT12_ORIENTATION135_WINDOWSRATIO10%_SKYLIGHTRATIO40%.json
30 | 60 | 16 | 225 | 20% | 10% | 7200 | 38 | 8 | 0.9 | 0.225 | 44.982 | 1.1126 | 46.0946 | WIDTH40_LENGTH50_HIGHT12_ORIENTATION135_WINDOWSRATIO10%_SKYLIGHTRATIO40%_3Dview.png | WIDTH40_LENGTH50_HIGHT12_ORIENTATION135_WINDOWSRATIO10%_SKYLIGHTRATIO40%.json
60 | 30 | 16 | 270 | 20% | 10% | 7200 | 8 | 38 | 0.9 | 0.225 | 45.084 | 1.0966 | 46.1806 | WIDTH50_LENGTH50_HIGHT12_ORIENTATION135_WINDOWSRATIO10%_SKYLIGHTRATIO40%_3Dview.png | WIDTH50_LENGTH50_HIGHT12_ORIENTATION135_WINDOWSRATIO10%_SKYLIGHTRATIO40%.json
40 | 40 | 16 | 270 | 20% | 10% | 6400 | 18 | 18 | 0.9 | 0.225 | 45.1963 | 1.0497 | 46.246 | WIDTH60_LENGTH50_HIGHT12_ORIENTATION135_WINDOWSRATIO10%_SKYLIGHTRATIO40%_3Dview.png | WIDTH60_LENGTH50_HIGHT12_ORIENTATION135_WINDOWSRATIO10%_SKYLIGHTRATIO40%.json
30 | 60 | 16 | 270 | 20% | 10% | 7200 | 38 | 8 | 0.9 | 0.225 | 45.1239 | 1.0133 | 46.1371 | WIDTH30_LENGTH60_HIGHT12_ORIENTATION135_WINDOWSRATIO10%_SKYLIGHTRATIO40%_3Dview.png | WIDTH30_LENGTH60_HIGHT12_ORIENTATION135_WINDOWSRATIO10%_SKYLIGHTRATIO40%.json
60 | 30 | 16 | 315 | 20% | 10% | 7200 | 8 | 38 | 0.9 | 0.225 | 44.9813 | 1.1125 | 46.0938 | WIDTH40_LENGTH60_HIGHT12_ORIENTATION135_WINDOWSRATIO10%_SKYLIGHTRATIO40%_3Dview.png | WIDTH40_LENGTH60_HIGHT12_ORIENTATION135_WINDOWSRATIO10%_SKYLIGHTRATIO40%.json
40 | 40 | 16 | 315 | 20% | 10% | 6400 | 18 | 18 | 0.9 | 0.225 | 45.0755 | 1.1099 | 46.1854 | WIDTH50_LENGTH60_HIGHT12_ORIENTATION135_WINDOWSRATIO10%_SKYLIGHTRATIO40%_3Dview.png | WIDTH50_LENGTH60_HIGHT12_ORIENTATION135_WINDOWSRATIO10%_SKYLIGHTRATIO40%.json
30 | 60 | 16 | 315 | 20% | 10% | 7200 | 38 | 8 | 0.9 | 0.225 | 44.9789 | 1.1224 | 46.1014 | WIDTH60_LENGTH60_HIGHT12_ORIENTATION135_WINDOWSRATIO10%_SKYLIGHTRATIO40%_3Dview.png | WIDTH60_LENGTH60_HIGHT12_ORIENTATION135_WINDOWSRATIO10%_SKYLIGHTRATIO40%.json
60 | 30 | 16 | 0 | 30% | 10% | 7200 | 8 | 38 | 0.9 | 0.225 | 45.9267 | 0.8144 | 46.7411 | WIDTH30_LENGTH30_HIGHT16_ORIENTATION135_WINDOWSRATIO10%_SKYLIGHTRATIO40%_3Dview.png | WIDTH30_LENGTH30_HIGHT16_ORIENTATION135_WINDOWSRATIO10%_SKYLIGHTRATIO40%.json
40 | 40 | 16 | 0 | 30% | 10% | 6400 | 18 | 18 | 0.9 | 0.225 | 45.9572 | 0.8597 | 46.8169 | WIDTH40_LENGTH30_HIGHT16_ORIENTATION135_WINDOWSRATIO10%_SKYLIGHTRATIO40%_3Dview.png | WIDTH40_LENGTH30_HIGHT16_ORIENTATION135_WINDOWSRATIO10%_SKYLIGHTRATIO40%.json
30 | 60 | 16 | 0 | 30% | 10% | 7200 | 38 | 8 | 0.9 | 0.225 | 45.8387 | 0.91037 | 46.7491 | WIDTH50_LENGTH30_HIGHT16_ORIENTATION135_WINDOWSRATIO10%_SKYLIGHTRATIO40%_3Dview.png | WIDTH50_LENGTH30_HIGHT16_ORIENTATION135_WINDOWSRATIO10%_SKYLIGHTRATIO40%.json
60 | 30 | 16 | 45 | 30% | 10% | 7200 | 8 | 38 | 0.9 | 0.225 | 45.7442 | 0.93463 | 46.6789 | WIDTH60_LENGTH30_HIGHT16_ORIENTATION135_WINDOWSRATIO10%_SKYLIGHTRATIO40%_3Dview.png | WIDTH60_LENGTH30_HIGHT16_ORIENTATION135_WINDOWSRATIO10%_SKYLIGHTRATIO40%.json
40 | 40 | 16 | 45 | 30% | 10% | 6400 | 18 | 18 | 0.9 | 0.225 | 45.828 | 0.92322 | 46.7512 | WIDTH30_LENGTH40_HIGHT16_ORIENTATION135_WINDOWSRATIO10%_SKYLIGHTRATIO40%_3Dview.png | WIDTH30_LENGTH40_HIGHT16_ORIENTATION135_WINDOWSRATIO10%_SKYLIGHTRATIO40%.json
30 | 60 | 16 | 45 | 30% | 10% | 7200 | 38 | 8 | 0.9 | 0.225 | 48.4548 | 2.2448 | 50.6995 | WIDTH40_LENGTH40_HIGHT16_ORIENTATION135_WINDOWSRATIO10%_SKYLIGHTRATIO40%_3Dview.png | WIDTH40_LENGTH40_HIGHT16_ORIENTATION135_WINDOWSRATIO10%_SKYLIGHTRATIO40%.json
60 | 30 | 16 | 90 | 30% | 10% | 7200 | 8 | 38 | 0.9 | 0.225 | 45.8395 | 0.90981 | 46.7493 | WIDTH50_LENGTH40_HIGHT16_ORIENTATION135_WINDOWSRATIO10%_SKYLIGHTRATIO40%_3Dview.png | WIDTH50_LENGTH40_HIGHT16_ORIENTATION135_WINDOWSRATIO10%_SKYLIGHTRATIO40%.json
40 | 40 | 16 | 90 | 30% | 10% | 6400 | 18 | 18 | 0.9 | 0.225 | 45.9573 | 0.85903 | 46.8164 | WIDTH60_LENGTH40_HIGHT16_ORIENTATION135_WINDOWSRATIO10%_SKYLIGHTRATIO40%_3Dview.png | WIDTH60_LENGTH40_HIGHT16_ORIENTATION135_WINDOWSRATIO10%_SKYLIGHTRATIO40%.json
30 | 60 | 16 | 90 | 30% | 10% | 7200 | 38 | 8 | 0.9 | 0.225 | 45.9258 | 0.81474 | 46.7406 | WIDTH30_LENGTH50_HIGHT16_ORIENTATION135_WINDOWSRATIO10%_SKYLIGHTRATIO40%_3Dview.png | WIDTH30_LENGTH50_HIGHT16_ORIENTATION135_WINDOWSRATIO10%_SKYLIGHTRATIO40%.json
60 | 30 | 16 | 135 | 30% | 10% | 7200 | 8 | 38 | 0.9 | 0.225 | 45.752 | 0.92557 | 46.6776 | WIDTH40_LENGTH50_HIGHT16_ORIENTATION135_WINDOWSRATIO10%_SKYLIGHTRATIO40%_3Dview.png | WIDTH40_LENGTH50_HIGHT16_ORIENTATION135_WINDOWSRATIO10%_SKYLIGHTRATIO40%.json
40 | 40 | 16 | 135 | 30% | 10% | 6400 | 18 | 18 | 0.9 | 0.225 | 45.8263 | 0.92402 | 46.7503 | WIDTH50_LENGTH50_HIGHT16_ORIENTATION135_WINDOWSRATIO10%_SKYLIGHTRATIO40%_3Dview.png | WIDTH50_LENGTH50_HIGHT16_ORIENTATION135_WINDOWSRATIO10%_SKYLIGHTRATIO40%.json
30 | 60 | 16 | 135 | 30% | 10% | 7200 | 38 | 8 | 0.9 | 0.225 | 48.5039 | 2.2431 | 50.747 | WIDTH60_LENGTH50_HIGHT16_ORIENTATION135_WINDOWSRATIO10%_SKYLIGHTRATIO40%_3Dview.png | WIDTH60_LENGTH50_HIGHT16_ORIENTATION135_WINDOWSRATIO10%_SKYLIGHTRATIO40%.json
60 | 30 | 16 | 180 | 30% | 10% | 7200 | 8 | 38 | 0.9 | 0.225 | 45.9267 | 0.8144 | 46.7411 | WIDTH30_LENGTH60_HIGHT16_ORIENTATION135_WINDOWSRATIO10%_SKYLIGHTRATIO40%_3Dview.png | WIDTH30_LENGTH60_HIGHT16_ORIENTATION135_WINDOWSRATIO10%_SKYLIGHTRATIO40%.json
40 | 40 | 16 | 180 | 30% | 10% | 6400 | 18 | 18 | 0.9 | 0.225 | 45.9572 | 0.8597 | 46.8169 | WIDTH40_LENGTH60_HIGHT16_ORIENTATION135_WINDOWSRATIO10%_SKYLIGHTRATIO40%_3Dview.png | WIDTH40_LENGTH60_HIGHT16_ORIENTATION135_WINDOWSRATIO10%_SKYLIGHTRATIO40%.json
30 | 60 | 16 | 180 | 30% | 10% | 7200 | 38 | 8 | 0.9 | 0.225 | 45.8387 | 0.91037 | 46.7491 | WIDTH50_LENGTH60_HIGHT16_ORIENTATION135_WINDOWSRATIO10%_SKYLIGHTRATIO40%_3Dview.png | WIDTH50_LENGTH60_HIGHT16_ORIENTATION135_WINDOWSRATIO10%_SKYLIGHTRATIO40%.json
60 | 30 | 16 | 225 | 30% | 10% | 7200 | 8 | 38 | 0.9 | 0.225 | 45.7421 | 0.9354 | 46.6775 | WIDTH60_LENGTH60_HIGHT16_ORIENTATION135_WINDOWSRATIO10%_SKYLIGHTRATIO40%_3Dview.png | WIDTH60_LENGTH60_HIGHT16_ORIENTATION135_WINDOWSRATIO10%_SKYLIGHTRATIO40%.json
40 | 40 | 16 | 225 | 30% | 10% | 6400 | 18 | 18 | 0.9 | 0.225 | 45.8285 | 0.92294 | 46.7514 | WIDTH30_LENGTH30_HIGHT8_ORIENTATION180_WINDOWSRATIO10%_SKYLIGHTRATIO40%_3Dview.png | WIDTH30_LENGTH30_HIGHT8_ORIENTATION180_WINDOWSRATIO10%_SKYLIGHTRATIO40%.json
30 | 60 | 16 | 225 | 30% | 10% | 7200 | 38 | 8 | 0.9 | 0.225 | 45.7524 | 0.92534 | 46.6778 | WIDTH40_LENGTH30_HIGHT8_ORIENTATION180_WINDOWSRATIO10%_SKYLIGHTRATIO40%_3Dview.png | WIDTH40_LENGTH30_HIGHT8_ORIENTATION180_WINDOWSRATIO10%_SKYLIGHTRATIO40%.json
60 | 30 | 16 | 270 | 30% | 10% | 7200 | 8 | 38 | 0.9 | 0.225 | 45.8395 | 0.90981 | 46.7493 | WIDTH50_LENGTH30_HIGHT8_ORIENTATION180_WINDOWSRATIO10%_SKYLIGHTRATIO40%_3Dview.png | WIDTH50_LENGTH30_HIGHT8_ORIENTATION180_WINDOWSRATIO10%_SKYLIGHTRATIO40%.json
40 | 40 | 16 | 270 | 30% | 10% | 6400 | 18 | 18 | 0.9 | 0.225 | 45.9573 | 0.85903 | 46.8164 | WIDTH60_LENGTH30_HIGHT8_ORIENTATION180_WINDOWSRATIO10%_SKYLIGHTRATIO40%_3Dview.png | WIDTH60_LENGTH30_HIGHT8_ORIENTATION180_WINDOWSRATIO10%_SKYLIGHTRATIO40%.json
30 | 60 | 16 | 270 | 30% | 10% | 7200 | 38 | 8 | 0.9 | 0.225 | 45.9258 | 0.81474 | 46.7406 | WIDTH30_LENGTH40_HIGHT8_ORIENTATION180_WINDOWSRATIO10%_SKYLIGHTRATIO40%_3Dview.png | WIDTH30_LENGTH40_HIGHT8_ORIENTATION180_WINDOWSRATIO10%_SKYLIGHTRATIO40%.json
60 | 30 | 16 | 315 | 30% | 10% | 7200 | 8 | 38 | 0.9 | 0.225 | 45.7518 | 0.92537 | 46.6772 | WIDTH40_LENGTH40_HIGHT8_ORIENTATION180_WINDOWSRATIO10%_SKYLIGHTRATIO40%_3Dview.png | WIDTH40_LENGTH40_HIGHT8_ORIENTATION180_WINDOWSRATIO10%_SKYLIGHTRATIO40%.json
40 | 40 | 16 | 315 | 30% | 10% | 6400 | 18 | 18 | 0.9 | 0.225 | 45.8278 | 0.92322 | 46.7511 | WIDTH50_LENGTH40_HIGHT8_ORIENTATION180_WINDOWSRATIO10%_SKYLIGHTRATIO40%_3Dview.png | WIDTH50_LENGTH40_HIGHT8_ORIENTATION180_WINDOWSRATIO10%_SKYLIGHTRATIO40%.json
30 | 60 | 16 | 315 | 30% | 10% | 7200 | 38 | 8 | 0.9 | 0.225 | 45.7427 | 0.9355 | 46.6782 | WIDTH60_LENGTH40_HIGHT8_ORIENTATION180_WINDOWSRATIO10%_SKYLIGHTRATIO40%_3Dview.png | WIDTH60_LENGTH40_HIGHT8_ORIENTATION180_WINDOWSRATIO10%_SKYLIGHTRATIO40%.json
60 | 30 | 16 | 0 | 40% | 10% | 7200 | 8 | 38 | 0.9 | 0.225 | 46.5426 | 0.65903 | 47.2016 | WIDTH30_LENGTH50_HIGHT8_ORIENTATION180_WINDOWSRATIO10%_SKYLIGHTRATIO40%_3Dview.png | WIDTH30_LENGTH50_HIGHT8_ORIENTATION180_WINDOWSRATIO10%_SKYLIGHTRATIO40%.json
40 | 40 | 16 | 0 | 40% | 10% | 6400 | 18 | 18 | 0.9 | 0.225 | 46.5273 | 0.70787 | 47.2351 | WIDTH40_LENGTH50_HIGHT8_ORIENTATION180_WINDOWSRATIO10%_SKYLIGHTRATIO40%_3Dview.png | WIDTH40_LENGTH50_HIGHT8_ORIENTATION180_WINDOWSRATIO10%_SKYLIGHTRATIO40%.json
30 | 60 | 16 | 0 | 40% | 10% | 7200 | 38 | 8 | 0.9 | 0.225 | 46.3928 | 0.7582 | 47.151 | WIDTH50_LENGTH50_HIGHT8_ORIENTATION180_WINDOWSRATIO10%_SKYLIGHTRATIO40%_3Dview.png | WIDTH50_LENGTH50_HIGHT8_ORIENTATION180_WINDOWSRATIO10%_SKYLIGHTRATIO40%.json
60 | 30 | 16 | 45 | 40% | 10% | 7200 | 8 | 38 | 0.9 | 0.225 | 46.3162 | 0.78263 | 47.0989 | WIDTH60_LENGTH50_HIGHT8_ORIENTATION180_WINDOWSRATIO10%_SKYLIGHTRATIO40%_3Dview.png | WIDTH60_LENGTH50_HIGHT8_ORIENTATION180_WINDOWSRATIO10%_SKYLIGHTRATIO40%.json
40 | 40 | 16 | 45 | 40% | 10% | 6400 | 18 | 18 | 0.9 | 0.225 | 46.3927 | 0.77416 | 47.1669 | WIDTH30_LENGTH60_HIGHT8_ORIENTATION180_WINDOWSRATIO10%_SKYLIGHTRATIO40%_3Dview.png | WIDTH30_LENGTH60_HIGHT8_ORIENTATION180_WINDOWSRATIO10%_SKYLIGHTRATIO40%.json
30 | 60 | 16 | 45 | 40% | 10% | 7200 | 38 | 8 | 0.9 | 0.225 | 49.1579 | 2.0913 | 51.2492 | WIDTH40_LENGTH60_HIGHT8_ORIENTATION180_WINDOWSRATIO10%_SKYLIGHTRATIO40%_3Dview.png | WIDTH40_LENGTH60_HIGHT8_ORIENTATION180_WINDOWSRATIO10%_SKYLIGHTRATIO40%.json
60 | 30 | 16 | 90 | 40% | 10% | 7200 | 8 | 38 | 0.9 | 0.225 | 46.3935 | 0.7577 | 47.1512 | WIDTH50_LENGTH60_HIGHT8_ORIENTATION180_WINDOWSRATIO10%_SKYLIGHTRATIO40%_3Dview.png | WIDTH50_LENGTH60_HIGHT8_ORIENTATION180_WINDOWSRATIO10%_SKYLIGHTRATIO40%.json
40 | 40 | 16 | 90 | 40% | 10% | 6400 | 18 | 18 | 0.9 | 0.225 | 46.5275 | 0.70728 | 47.2348 | WIDTH60_LENGTH60_HIGHT8_ORIENTATION180_WINDOWSRATIO10%_SKYLIGHTRATIO40%_3Dview.png | WIDTH60_LENGTH60_HIGHT8_ORIENTATION180_WINDOWSRATIO10%_SKYLIGHTRATIO40%.json
30 | 60 | 16 | 90 | 40% | 10% | 7200 | 38 | 8 | 0.9 | 0.225 | 46.5418 | 0.65935 | 47.2012 | WIDTH30_LENGTH30_HIGHT12_ORIENTATION180_WINDOWSRATIO10%_SKYLIGHTRATIO40%_3Dview.png | WIDTH30_LENGTH30_HIGHT12_ORIENTATION180_WINDOWSRATIO10%_SKYLIGHTRATIO40%.json
60 | 30 | 16 | 135 | 40% | 10% | 7200 | 8 | 38 | 0.9 | 0.225 | 46.3424 | 0.77187 | 47.1142 | WIDTH40_LENGTH30_HIGHT12_ORIENTATION180_WINDOWSRATIO10%_SKYLIGHTRATIO40%_3Dview.png | WIDTH40_LENGTH30_HIGHT12_ORIENTATION180_WINDOWSRATIO10%_SKYLIGHTRATIO40%.json
40 | 40 | 16 | 135 | 40% | 10% | 6400 | 18 | 18 | 0.9 | 0.225 | 46.3912 | 0.77463 | 47.1659 | WIDTH50_LENGTH30_HIGHT12_ORIENTATION180_WINDOWSRATIO10%_SKYLIGHTRATIO40%_3Dview.png | WIDTH50_LENGTH30_HIGHT12_ORIENTATION180_WINDOWSRATIO10%_SKYLIGHTRATIO40%.json
30 | 60 | 16 | 135 | 40% | 10% | 7200 | 38 | 8 | 0.9 | 0.225 | 49.2165 | 2.0849 | 51.3013 | WIDTH60_LENGTH30_HIGHT12_ORIENTATION180_WINDOWSRATIO10%_SKYLIGHTRATIO40%_3Dview.png | WIDTH60_LENGTH30_HIGHT12_ORIENTATION180_WINDOWSRATIO10%_SKYLIGHTRATIO40%.json
60 | 30 | 16 | 180 | 40% | 10% | 7200 | 8 | 38 | 0.9 | 0.225 | 46.5426 | 0.65903 | 47.2016 | WIDTH30_LENGTH40_HIGHT12_ORIENTATION180_WINDOWSRATIO10%_SKYLIGHTRATIO40%_3Dview.png | WIDTH30_LENGTH40_HIGHT12_ORIENTATION180_WINDOWSRATIO10%_SKYLIGHTRATIO40%.json
40 | 40 | 16 | 180 | 40% | 10% | 6400 | 18 | 18 | 0.9 | 0.225 | 46.5273 | 0.70787 | 47.2351 | WIDTH40_LENGTH40_HIGHT12_ORIENTATION180_WINDOWSRATIO10%_SKYLIGHTRATIO40%_3Dview.png | WIDTH40_LENGTH40_HIGHT12_ORIENTATION180_WINDOWSRATIO10%_SKYLIGHTRATIO40%.json
30 | 60 | 16 | 180 | 40% | 10% | 7200 | 38 | 8 | 0.9 | 0.225 | 46.3928 | 0.7582 | 47.151 | WIDTH50_LENGTH40_HIGHT12_ORIENTATION180_WINDOWSRATIO10%_SKYLIGHTRATIO40%_3Dview.png | WIDTH50_LENGTH40_HIGHT12_ORIENTATION180_WINDOWSRATIO10%_SKYLIGHTRATIO40%.json
60 | 30 | 16 | 225 | 40% | 10% | 7200 | 8 | 38 | 0.9 | 0.225 | 46.3146 | 0.78333 | 47.0979 | WIDTH60_LENGTH40_HIGHT12_ORIENTATION180_WINDOWSRATIO10%_SKYLIGHTRATIO40%_3Dview.png | WIDTH60_LENGTH40_HIGHT12_ORIENTATION180_WINDOWSRATIO10%_SKYLIGHTRATIO40%.json
40 | 40 | 16 | 225 | 40% | 10% | 6400 | 18 | 18 | 0.9 | 0.225 | 46.3933 | 0.77393 | 47.1672 | WIDTH30_LENGTH50_HIGHT12_ORIENTATION180_WINDOWSRATIO10%_SKYLIGHTRATIO40%_3Dview.png | WIDTH30_LENGTH50_HIGHT12_ORIENTATION180_WINDOWSRATIO10%_SKYLIGHTRATIO40%.json
30 | 60 | 16 | 225 | 40% | 10% | 7200 | 38 | 8 | 0.9 | 0.225 | 46.3426 | 0.77187 | 47.1145 | WIDTH40_LENGTH50_HIGHT12_ORIENTATION180_WINDOWSRATIO10%_SKYLIGHTRATIO40%_3Dview.png | WIDTH40_LENGTH50_HIGHT12_ORIENTATION180_WINDOWSRATIO10%_SKYLIGHTRATIO40%.json
60 | 30 | 16 | 270 | 40% | 10% | 7200 | 8 | 38 | 0.9 | 0.225 | 46.3935 | 0.7577 | 47.1512 | WIDTH50_LENGTH50_HIGHT12_ORIENTATION180_WINDOWSRATIO10%_SKYLIGHTRATIO40%_3Dview.png | WIDTH50_LENGTH50_HIGHT12_ORIENTATION180_WINDOWSRATIO10%_SKYLIGHTRATIO40%.json
40 | 40 | 16 | 270 | 40% | 10% | 6400 | 18 | 18 | 0.9 | 0.225 | 46.5275 | 0.70728 | 47.2348 | WIDTH60_LENGTH50_HIGHT12_ORIENTATION180_WINDOWSRATIO10%_SKYLIGHTRATIO40%_3Dview.png | WIDTH60_LENGTH50_HIGHT12_ORIENTATION180_WINDOWSRATIO10%_SKYLIGHTRATIO40%.json
30 | 60 | 16 | 270 | 40% | 10% | 7200 | 38 | 8 | 0.9 | 0.225 | 46.5418 | 0.65935 | 47.2012 | WIDTH30_LENGTH60_HIGHT12_ORIENTATION180_WINDOWSRATIO10%_SKYLIGHTRATIO40%_3Dview.png | WIDTH30_LENGTH60_HIGHT12_ORIENTATION180_WINDOWSRATIO10%_SKYLIGHTRATIO40%.json
60 | 30 | 16 | 315 | 40% | 10% | 7200 | 8 | 38 | 0.9 | 0.225 | 46.3421 | 0.7719 | 47.114 | WIDTH40_LENGTH60_HIGHT12_ORIENTATION180_WINDOWSRATIO10%_SKYLIGHTRATIO40%_3Dview.png | WIDTH40_LENGTH60_HIGHT12_ORIENTATION180_WINDOWSRATIO10%_SKYLIGHTRATIO40%.json
40 | 40 | 16 | 315 | 40% | 10% | 6400 | 18 | 18 | 0.9 | 0.225 | 46.3926 | 0.77416 | 47.1668 | WIDTH50_LENGTH60_HIGHT12_ORIENTATION180_WINDOWSRATIO10%_SKYLIGHTRATIO40%_3Dview.png | WIDTH50_LENGTH60_HIGHT12_ORIENTATION180_WINDOWSRATIO10%_SKYLIGHTRATIO40%.json
30 | 60 | 16 | 315 | 40% | 10% | 7200 | 38 | 8 | 0.9 | 0.225 | 46.3154 | 0.78339 | 47.0988 | WIDTH60_LENGTH60_HIGHT12_ORIENTATION180_WINDOWSRATIO10%_SKYLIGHTRATIO40%_3Dview.png | WIDTH60_LENGTH60_HIGHT12_ORIENTATION180_WINDOWSRATIO10%_SKYLIGHTRATIO40%.json
60 | 30 | 16 | 0 | 10% | 20% | 7200 | 8 | 38 | 0.9 | 0.225 | 44.3021 | 1.2127 | 45.5148 | WIDTH30_LENGTH30_HIGHT16_ORIENTATION180_WINDOWSRATIO10%_SKYLIGHTRATIO40%_3Dview.png | WIDTH30_LENGTH30_HIGHT16_ORIENTATION180_WINDOWSRATIO10%_SKYLIGHTRATIO40%.json
40 | 40 | 16 | 0 | 10% | 20% | 6400 | 18 | 18 | 0.9 | 0.225 | 44.4204 | 1.2351 | 45.6556 | WIDTH40_LENGTH30_HIGHT16_ORIENTATION180_WINDOWSRATIO10%_SKYLIGHTRATIO40%_3Dview.png | WIDTH40_LENGTH30_HIGHT16_ORIENTATION180_WINDOWSRATIO10%_SKYLIGHTRATIO40%.json
30 | 60 | 16 | 0 | 10% | 20% | 7200 | 38 | 8 | 0.9 | 0.225 | 44.291 | 1.2797 | 45.5707 | WIDTH50_LENGTH30_HIGHT16_ORIENTATION180_WINDOWSRATIO10%_SKYLIGHTRATIO40%_3Dview.png | WIDTH50_LENGTH30_HIGHT16_ORIENTATION180_WINDOWSRATIO10%_SKYLIGHTRATIO40%.json
60 | 30 | 16 | 45 | 10% | 20% | 7200 | 8 | 38 | 0.9 | 0.225 | 44.1977 | 1.3037 | 45.5014 | WIDTH60_LENGTH30_HIGHT16_ORIENTATION180_WINDOWSRATIO10%_SKYLIGHTRATIO40%_3Dview.png | WIDTH60_LENGTH30_HIGHT16_ORIENTATION180_WINDOWSRATIO10%_SKYLIGHTRATIO40%.json
40 | 40 | 16 | 45 | 10% | 20% | 6400 | 18 | 18 | 0.9 | 0.225 | 44.3154 | 1.2875 | 45.6029 | WIDTH30_LENGTH40_HIGHT16_ORIENTATION180_WINDOWSRATIO10%_SKYLIGHTRATIO40%_3Dview.png | WIDTH30_LENGTH40_HIGHT16_ORIENTATION180_WINDOWSRATIO10%_SKYLIGHTRATIO40%.json
30 | 60 | 16 | 45 | 10% | 20% | 7200 | 38 | 8 | 0.9 | 0.225 | 46.825 | 2.5939 | 49.4189 | WIDTH40_LENGTH40_HIGHT16_ORIENTATION180_WINDOWSRATIO10%_SKYLIGHTRATIO40%_3Dview.png | WIDTH40_LENGTH40_HIGHT16_ORIENTATION180_WINDOWSRATIO10%_SKYLIGHTRATIO40%.json
60 | 30 | 16 | 90 | 10% | 20% | 7200 | 8 | 38 | 0.9 | 0.225 | 44.2931 | 1.2786 | 45.5718 | WIDTH50_LENGTH40_HIGHT16_ORIENTATION180_WINDOWSRATIO10%_SKYLIGHTRATIO40%_3Dview.png | WIDTH50_LENGTH40_HIGHT16_ORIENTATION180_WINDOWSRATIO10%_SKYLIGHTRATIO40%.json
40 | 40 | 16 | 90 | 10% | 20% | 6400 | 18 | 18 | 0.9 | 0.225 | 44.4212 | 1.2342 | 45.6555 | WIDTH60_LENGTH40_HIGHT16_ORIENTATION180_WINDOWSRATIO10%_SKYLIGHTRATIO40%_3Dview.png | WIDTH60_LENGTH40_HIGHT16_ORIENTATION180_WINDOWSRATIO10%_SKYLIGHTRATIO40%.json
30 | 60 | 16 | 90 | 10% | 20% | 7200 | 38 | 8 | 0.9 | 0.225 | 44.2999 | 1.2135 | 45.5134 | WIDTH30_LENGTH50_HIGHT16_ORIENTATION180_WINDOWSRATIO10%_SKYLIGHTRATIO40%_3Dview.png | WIDTH30_LENGTH50_HIGHT16_ORIENTATION180_WINDOWSRATIO10%_SKYLIGHTRATIO40%.json
60 | 30 | 16 | 135 | 10% | 20% | 7200 | 8 | 38 | 0.9 | 0.225 | 44.189 | 1.295 | 45.484 | WIDTH40_LENGTH50_HIGHT16_ORIENTATION180_WINDOWSRATIO10%_SKYLIGHTRATIO40%_3Dview.png | WIDTH40_LENGTH50_HIGHT16_ORIENTATION180_WINDOWSRATIO10%_SKYLIGHTRATIO40%.json
40 | 40 | 16 | 135 | 10% | 20% | 6400 | 18 | 18 | 0.9 | 0.225 | 44.3136 | 1.2895 | 45.6032 | WIDTH50_LENGTH50_HIGHT16_ORIENTATION180_WINDOWSRATIO10%_SKYLIGHTRATIO40%_3Dview.png | WIDTH50_LENGTH50_HIGHT16_ORIENTATION180_WINDOWSRATIO10%_SKYLIGHTRATIO40%.json
30 | 60 | 16 | 135 | 10% | 20% | 7200 | 38 | 8 | 0.9 | 0.225 | 46.8348 | 2.6061 | 49.4408 | WIDTH60_LENGTH50_HIGHT16_ORIENTATION180_WINDOWSRATIO10%_SKYLIGHTRATIO40%_3Dview.png | WIDTH60_LENGTH50_HIGHT16_ORIENTATION180_WINDOWSRATIO10%_SKYLIGHTRATIO40%.json
60 | 30 | 16 | 180 | 10% | 20% | 7200 | 8 | 38 | 0.9 | 0.225 | 44.3021 | 1.2127 | 45.5148 | WIDTH30_LENGTH60_HIGHT16_ORIENTATION180_WINDOWSRATIO10%_SKYLIGHTRATIO40%_3Dview.png | WIDTH30_LENGTH60_HIGHT16_ORIENTATION180_WINDOWSRATIO10%_SKYLIGHTRATIO40%.json
40 | 40 | 16 | 180 | 10% | 20% | 6400 | 18 | 18 | 0.9 | 0.225 | 44.4204 | 1.2351 | 45.6556 | WIDTH40_LENGTH60_HIGHT16_ORIENTATION180_WINDOWSRATIO10%_SKYLIGHTRATIO40%_3Dview.png | WIDTH40_LENGTH60_HIGHT16_ORIENTATION180_WINDOWSRATIO10%_SKYLIGHTRATIO40%.json
30 | 60 | 16 | 180 | 10% | 20% | 7200 | 38 | 8 | 0.9 | 0.225 | 44.291 | 1.2797 | 45.5707 | WIDTH50_LENGTH60_HIGHT16_ORIENTATION180_WINDOWSRATIO10%_SKYLIGHTRATIO40%_3Dview.png | WIDTH50_LENGTH60_HIGHT16_ORIENTATION180_WINDOWSRATIO10%_SKYLIGHTRATIO40%.json
60 | 30 | 16 | 225 | 10% | 20% | 7200 | 8 | 38 | 0.9 | 0.225 | 44.1977 | 1.3037 | 45.5014 | WIDTH60_LENGTH60_HIGHT16_ORIENTATION180_WINDOWSRATIO10%_SKYLIGHTRATIO40%_3Dview.png | WIDTH60_LENGTH60_HIGHT16_ORIENTATION180_WINDOWSRATIO10%_SKYLIGHTRATIO40%.json
40 | 40 | 16 | 225 | 10% | 20% | 6400 | 18 | 18 | 0.9 | 0.225 | 44.3189 | 1.2863 | 45.6052 | WIDTH30_LENGTH30_HIGHT8_ORIENTATION225_WINDOWSRATIO10%_SKYLIGHTRATIO40%_3Dview.png | WIDTH30_LENGTH30_HIGHT8_ORIENTATION225_WINDOWSRATIO10%_SKYLIGHTRATIO40%.json
30 | 60 | 16 | 225 | 10% | 20% | 7200 | 38 | 8 | 0.9 | 0.225 | 44.1928 | 1.2941 | 45.4869 | WIDTH40_LENGTH30_HIGHT8_ORIENTATION225_WINDOWSRATIO10%_SKYLIGHTRATIO40%_3Dview.png | WIDTH40_LENGTH30_HIGHT8_ORIENTATION225_WINDOWSRATIO10%_SKYLIGHTRATIO40%.json
60 | 30 | 16 | 270 | 10% | 20% | 7200 | 8 | 38 | 0.9 | 0.225 | 44.2931 | 1.2786 | 45.5718 | WIDTH50_LENGTH30_HIGHT8_ORIENTATION225_WINDOWSRATIO10%_SKYLIGHTRATIO40%_3Dview.png | WIDTH50_LENGTH30_HIGHT8_ORIENTATION225_WINDOWSRATIO10%_SKYLIGHTRATIO40%.json
40 | 40 | 16 | 270 | 10% | 20% | 6400 | 18 | 18 | 0.9 | 0.225 | 44.4212 | 1.2342 | 45.6555 | WIDTH60_LENGTH30_HIGHT8_ORIENTATION225_WINDOWSRATIO10%_SKYLIGHTRATIO40%_3Dview.png | WIDTH60_LENGTH30_HIGHT8_ORIENTATION225_WINDOWSRATIO10%_SKYLIGHTRATIO40%.json
30 | 60 | 16 | 270 | 10% | 20% | 7200 | 38 | 8 | 0.9 | 0.225 | 44.2999 | 1.2135 | 45.5134 | WIDTH30_LENGTH40_HIGHT8_ORIENTATION225_WINDOWSRATIO10%_SKYLIGHTRATIO40%_3Dview.png | WIDTH30_LENGTH40_HIGHT8_ORIENTATION225_WINDOWSRATIO10%_SKYLIGHTRATIO40%.json
60 | 30 | 16 | 315 | 10% | 20% | 7200 | 8 | 38 | 0.9 | 0.225 | 44.189 | 1.295 | 45.484 | WIDTH40_LENGTH40_HIGHT8_ORIENTATION225_WINDOWSRATIO10%_SKYLIGHTRATIO40%_3Dview.png | WIDTH40_LENGTH40_HIGHT8_ORIENTATION225_WINDOWSRATIO10%_SKYLIGHTRATIO40%.json
40 | 40 | 16 | 315 | 10% | 20% | 6400 | 18 | 18 | 0.9 | 0.225 | 44.3136 | 1.2895 | 45.6032 | WIDTH50_LENGTH40_HIGHT8_ORIENTATION225_WINDOWSRATIO10%_SKYLIGHTRATIO40%_3Dview.png | WIDTH50_LENGTH40_HIGHT8_ORIENTATION225_WINDOWSRATIO10%_SKYLIGHTRATIO40%.json
30 | 60 | 16 | 315 | 10% | 20% | 7200 | 38 | 8 | 0.9 | 0.225 | 44.1885 | 1.3064 | 45.495 | WIDTH60_LENGTH40_HIGHT8_ORIENTATION225_WINDOWSRATIO10%_SKYLIGHTRATIO40%_3Dview.png | WIDTH60_LENGTH40_HIGHT8_ORIENTATION225_WINDOWSRATIO10%_SKYLIGHTRATIO40%.json
60 | 30 | 16 | 0 | 20% | 20% | 7200 | 8 | 38 | 0.9 | 0.225 | 45.2917 | 0.97248 | 46.2642 | WIDTH30_LENGTH50_HIGHT8_ORIENTATION225_WINDOWSRATIO10%_SKYLIGHTRATIO40%_3Dview.png | WIDTH30_LENGTH50_HIGHT8_ORIENTATION225_WINDOWSRATIO10%_SKYLIGHTRATIO40%.json
40 | 40 | 16 | 0 | 20% | 20% | 6400 | 18 | 18 | 0.9 | 0.225 | 45.3851 | 1.0045 | 46.3896 | WIDTH40_LENGTH50_HIGHT8_ORIENTATION225_WINDOWSRATIO10%_SKYLIGHTRATIO40%_3Dview.png | WIDTH40_LENGTH50_HIGHT8_ORIENTATION225_WINDOWSRATIO10%_SKYLIGHTRATIO40%.json
30 | 60 | 16 | 0 | 20% | 20% | 7200 | 38 | 8 | 0.9 | 0.225 | 45.2466 | 1.056 | 46.3025 | WIDTH50_LENGTH50_HIGHT8_ORIENTATION225_WINDOWSRATIO10%_SKYLIGHTRATIO40%_3Dview.png | WIDTH50_LENGTH50_HIGHT8_ORIENTATION225_WINDOWSRATIO10%_SKYLIGHTRATIO40%.json
60 | 30 | 16 | 45 | 20% | 20% | 7200 | 8 | 38 | 0.9 | 0.225 | 45.1513 | 1.0797 | 46.2311 | WIDTH60_LENGTH50_HIGHT8_ORIENTATION225_WINDOWSRATIO10%_SKYLIGHTRATIO40%_3Dview.png | WIDTH60_LENGTH50_HIGHT8_ORIENTATION225_WINDOWSRATIO10%_SKYLIGHTRATIO40%.json
40 | 40 | 16 | 45 | 20% | 20% | 6400 | 18 | 18 | 0.9 | 0.225 | 45.2672 | 1.0632 | 46.3304 | WIDTH30_LENGTH60_HIGHT8_ORIENTATION225_WINDOWSRATIO10%_SKYLIGHTRATIO40%_3Dview.png | WIDTH30_LENGTH60_HIGHT8_ORIENTATION225_WINDOWSRATIO10%_SKYLIGHTRATIO40%.json
30 | 60 | 16 | 45 | 20% | 20% | 7200 | 38 | 8 | 0.9 | 0.225 | 47.8006 | 2.376 | 50.1766 | WIDTH40_LENGTH60_HIGHT8_ORIENTATION225_WINDOWSRATIO10%_SKYLIGHTRATIO40%_3Dview.png | WIDTH40_LENGTH60_HIGHT8_ORIENTATION225_WINDOWSRATIO10%_SKYLIGHTRATIO40%.json
60 | 30 | 16 | 90 | 20% | 20% | 7200 | 8 | 38 | 0.9 | 0.225 | 45.2483 | 1.055 | 46.3033 | WIDTH50_LENGTH60_HIGHT8_ORIENTATION225_WINDOWSRATIO10%_SKYLIGHTRATIO40%_3Dview.png | WIDTH50_LENGTH60_HIGHT8_ORIENTATION225_WINDOWSRATIO10%_SKYLIGHTRATIO40%.json
40 | 40 | 16 | 90 | 20% | 20% | 6400 | 18 | 18 | 0.9 | 0.225 | 45.3866 | 1.0036 | 46.3902 | WIDTH60_LENGTH60_HIGHT8_ORIENTATION225_WINDOWSRATIO10%_SKYLIGHTRATIO40%_3Dview.png | WIDTH60_LENGTH60_HIGHT8_ORIENTATION225_WINDOWSRATIO10%_SKYLIGHTRATIO40%.json
30 | 60 | 16 | 90 | 20% | 20% | 7200 | 38 | 8 | 0.9 | 0.225 | 45.29 | 0.97315 | 46.2632 | WIDTH30_LENGTH30_HIGHT12_ORIENTATION225_WINDOWSRATIO10%_SKYLIGHTRATIO40%_3Dview.png | WIDTH30_LENGTH30_HIGHT12_ORIENTATION225_WINDOWSRATIO10%_SKYLIGHTRATIO40%.json
60 | 30 | 16 | 135 | 20% | 20% | 7200 | 8 | 38 | 0.9 | 0.225 | 45.146 | 1.0718 | 46.2178 | WIDTH40_LENGTH30_HIGHT12_ORIENTATION225_WINDOWSRATIO10%_SKYLIGHTRATIO40%_3Dview.png | WIDTH40_LENGTH30_HIGHT12_ORIENTATION225_WINDOWSRATIO10%_SKYLIGHTRATIO40%.json
40 | 40 | 16 | 135 | 20% | 20% | 6400 | 18 | 18 | 0.9 | 0.225 | 45.2659 | 1.0646 | 46.3306 | WIDTH50_LENGTH30_HIGHT12_ORIENTATION225_WINDOWSRATIO10%_SKYLIGHTRATIO40%_3Dview.png | WIDTH50_LENGTH30_HIGHT12_ORIENTATION225_WINDOWSRATIO10%_SKYLIGHTRATIO40%.json
30 | 60 | 16 | 135 | 20% | 20% | 7200 | 38 | 8 | 0.9 | 0.225 | 47.8265 | 2.3834 | 50.2099 | WIDTH60_LENGTH30_HIGHT12_ORIENTATION225_WINDOWSRATIO10%_SKYLIGHTRATIO40%_3Dview.png | WIDTH60_LENGTH30_HIGHT12_ORIENTATION225_WINDOWSRATIO10%_SKYLIGHTRATIO40%.json
60 | 30 | 16 | 180 | 20% | 20% | 7200 | 8 | 38 | 0.9 | 0.225 | 45.2917 | 0.97248 | 46.2642 | WIDTH30_LENGTH40_HIGHT12_ORIENTATION225_WINDOWSRATIO10%_SKYLIGHTRATIO40%_3Dview.png | WIDTH30_LENGTH40_HIGHT12_ORIENTATION225_WINDOWSRATIO10%_SKYLIGHTRATIO40%.json
40 | 40 | 16 | 180 | 20% | 20% | 6400 | 18 | 18 | 0.9 | 0.225 | 45.3851 | 1.0045 | 46.3896 | WIDTH40_LENGTH40_HIGHT12_ORIENTATION225_WINDOWSRATIO10%_SKYLIGHTRATIO40%_3Dview.png | WIDTH40_LENGTH40_HIGHT12_ORIENTATION225_WINDOWSRATIO10%_SKYLIGHTRATIO40%.json
30 | 60 | 16 | 180 | 20% | 20% | 7200 | 38 | 8 | 0.9 | 0.225 | 45.2466 | 1.056 | 46.3025 | WIDTH50_LENGTH40_HIGHT12_ORIENTATION225_WINDOWSRATIO10%_SKYLIGHTRATIO40%_3Dview.png | WIDTH50_LENGTH40_HIGHT12_ORIENTATION225_WINDOWSRATIO10%_SKYLIGHTRATIO40%.json
60 | 30 | 16 | 225 | 20% | 20% | 7200 | 8 | 38 | 0.9 | 0.225 | 45.1513 | 1.0797 | 46.2311 | WIDTH60_LENGTH40_HIGHT12_ORIENTATION225_WINDOWSRATIO10%_SKYLIGHTRATIO40%_3Dview.png | WIDTH60_LENGTH40_HIGHT12_ORIENTATION225_WINDOWSRATIO10%_SKYLIGHTRATIO40%.json
40 | 40 | 16 | 225 | 20% | 20% | 6400 | 18 | 18 | 0.9 | 0.225 | 45.2697 | 1.0623 | 46.332 | WIDTH30_LENGTH50_HIGHT12_ORIENTATION225_WINDOWSRATIO10%_SKYLIGHTRATIO40%_3Dview.png | WIDTH30_LENGTH50_HIGHT12_ORIENTATION225_WINDOWSRATIO10%_SKYLIGHTRATIO40%.json
30 | 60 | 16 | 225 | 20% | 20% | 7200 | 38 | 8 | 0.9 | 0.225 | 45.1492 | 1.071 | 46.2202 | WIDTH40_LENGTH50_HIGHT12_ORIENTATION225_WINDOWSRATIO10%_SKYLIGHTRATIO40%_3Dview.png | WIDTH40_LENGTH50_HIGHT12_ORIENTATION225_WINDOWSRATIO10%_SKYLIGHTRATIO40%.json
60 | 30 | 16 | 270 | 20% | 20% | 7200 | 8 | 38 | 0.9 | 0.225 | 45.2483 | 1.055 | 46.3033 | WIDTH50_LENGTH50_HIGHT12_ORIENTATION225_WINDOWSRATIO10%_SKYLIGHTRATIO40%_3Dview.png | WIDTH50_LENGTH50_HIGHT12_ORIENTATION225_WINDOWSRATIO10%_SKYLIGHTRATIO40%.json
40 | 40 | 16 | 270 | 20% | 20% | 6400 | 18 | 18 | 0.9 | 0.225 | 45.3866 | 1.0036 | 46.3902 | WIDTH60_LENGTH50_HIGHT12_ORIENTATION225_WINDOWSRATIO10%_SKYLIGHTRATIO40%_3Dview.png | WIDTH60_LENGTH50_HIGHT12_ORIENTATION225_WINDOWSRATIO10%_SKYLIGHTRATIO40%.json
30 | 60 | 16 | 270 | 20% | 20% | 7200 | 38 | 8 | 0.9 | 0.225 | 45.29 | 0.97315 | 46.2632 | WIDTH30_LENGTH60_HIGHT12_ORIENTATION225_WINDOWSRATIO10%_SKYLIGHTRATIO40%_3Dview.png | WIDTH30_LENGTH60_HIGHT12_ORIENTATION225_WINDOWSRATIO10%_SKYLIGHTRATIO40%.json
60 | 30 | 16 | 315 | 20% | 20% | 7200 | 8 | 38 | 0.9 | 0.225 | 45.146 | 1.0718 | 46.2178 | WIDTH40_LENGTH60_HIGHT12_ORIENTATION225_WINDOWSRATIO10%_SKYLIGHTRATIO40%_3Dview.png | WIDTH40_LENGTH60_HIGHT12_ORIENTATION225_WINDOWSRATIO10%_SKYLIGHTRATIO40%.json
40 | 40 | 16 | 315 | 20% | 20% | 6400 | 18 | 18 | 0.9 | 0.225 | 45.2659 | 1.0646 | 46.3306 | WIDTH50_LENGTH60_HIGHT12_ORIENTATION225_WINDOWSRATIO10%_SKYLIGHTRATIO40%_3Dview.png | WIDTH50_LENGTH60_HIGHT12_ORIENTATION225_WINDOWSRATIO10%_SKYLIGHTRATIO40%.json
30 | 60 | 16 | 315 | 20% | 20% | 7200 | 38 | 8 | 0.9 | 0.225 | 45.1441 | 1.0821 | 46.2262 | WIDTH60_LENGTH60_HIGHT12_ORIENTATION225_WINDOWSRATIO10%_SKYLIGHTRATIO40%_3Dview.png | WIDTH60_LENGTH60_HIGHT12_ORIENTATION225_WINDOWSRATIO10%_SKYLIGHTRATIO40%.json
60 | 30 | 16 | 0 | 30% | 20% | 7200 | 8 | 38 | 0.9 | 0.225 | 46.0619 | 0.77931 | 46.8412 | WIDTH30_LENGTH30_HIGHT16_ORIENTATION225_WINDOWSRATIO10%_SKYLIGHTRATIO40%_3Dview.png | WIDTH30_LENGTH30_HIGHT16_ORIENTATION225_WINDOWSRATIO10%_SKYLIGHTRATIO40%.json
40 | 40 | 16 | 0 | 30% | 20% | 6400 | 18 | 18 | 0.9 | 0.225 | 46.1144 | 0.81871 | 46.9331 | WIDTH40_LENGTH30_HIGHT16_ORIENTATION225_WINDOWSRATIO10%_SKYLIGHTRATIO40%_3Dview.png | WIDTH40_LENGTH30_HIGHT16_ORIENTATION225_WINDOWSRATIO10%_SKYLIGHTRATIO40%.json
30 | 60 | 16 | 0 | 30% | 20% | 7200 | 38 | 8 | 0.9 | 0.225 | 45.9692 | 0.87538 | 46.8445 | WIDTH50_LENGTH30_HIGHT16_ORIENTATION225_WINDOWSRATIO10%_SKYLIGHTRATIO40%_3Dview.png | WIDTH50_LENGTH30_HIGHT16_ORIENTATION225_WINDOWSRATIO10%_SKYLIGHTRATIO40%.json
60 | 30 | 16 | 45 | 30% | 20% | 7200 | 8 | 38 | 0.9 | 0.225 | 45.8797 | 0.89819 | 46.7779 | WIDTH60_LENGTH30_HIGHT16_ORIENTATION225_WINDOWSRATIO10%_SKYLIGHTRATIO40%_3Dview.png | WIDTH60_LENGTH30_HIGHT16_ORIENTATION225_WINDOWSRATIO10%_SKYLIGHTRATIO40%.json
40 | 40 | 16 | 45 | 30% | 20% | 6400 | 18 | 18 | 0.9 | 0.225 | 45.9869 | 0.88292 | 46.8698 | WIDTH30_LENGTH40_HIGHT16_ORIENTATION225_WINDOWSRATIO10%_SKYLIGHTRATIO40%_3Dview.png | WIDTH30_LENGTH40_HIGHT16_ORIENTATION225_WINDOWSRATIO10%_SKYLIGHTRATIO40%.json
30 | 60 | 16 | 45 | 30% | 20% | 7200 | 38 | 8 | 0.9 | 0.225 | 48.618 | 2.1971 | 50.8151 | WIDTH40_LENGTH40_HIGHT16_ORIENTATION225_WINDOWSRATIO10%_SKYLIGHTRATIO40%_3Dview.png | WIDTH40_LENGTH40_HIGHT16_ORIENTATION225_WINDOWSRATIO10%_SKYLIGHTRATIO40%.json
60 | 30 | 16 | 90 | 30% | 20% | 7200 | 8 | 38 | 0.9 | 0.225 | 45.9697 | 0.87567 | 46.8454 | WIDTH50_LENGTH40_HIGHT16_ORIENTATION225_WINDOWSRATIO10%_SKYLIGHTRATIO40%_3Dview.png | WIDTH50_LENGTH40_HIGHT16_ORIENTATION225_WINDOWSRATIO10%_SKYLIGHTRATIO40%.json
40 | 40 | 16 | 90 | 30% | 20% | 6400 | 18 | 18 | 0.9 | 0.225 | 46.1161 | 0.81782 | 46.9339 | WIDTH60_LENGTH40_HIGHT16_ORIENTATION225_WINDOWSRATIO10%_SKYLIGHTRATIO40%_3Dview.png | WIDTH60_LENGTH40_HIGHT16_ORIENTATION225_WINDOWSRATIO10%_SKYLIGHTRATIO40%.json
30 | 60 | 16 | 90 | 30% | 20% | 7200 | 38 | 8 | 0.9 | 0.225 | 46.0606 | 0.77992 | 46.8405 | WIDTH30_LENGTH50_HIGHT16_ORIENTATION225_WINDOWSRATIO10%_SKYLIGHTRATIO40%_3Dview.png | WIDTH30_LENGTH50_HIGHT16_ORIENTATION225_WINDOWSRATIO10%_SKYLIGHTRATIO40%.json
60 | 30 | 16 | 135 | 30% | 20% | 7200 | 8 | 38 | 0.9 | 0.225 | 45.8872 | 0.89102 | 46.7782 | WIDTH40_LENGTH50_HIGHT16_ORIENTATION225_WINDOWSRATIO10%_SKYLIGHTRATIO40%_3Dview.png | WIDTH40_LENGTH50_HIGHT16_ORIENTATION225_WINDOWSRATIO10%_SKYLIGHTRATIO40%.json
40 | 40 | 16 | 135 | 30% | 20% | 6400 | 18 | 18 | 0.9 | 0.225 | 45.9849 | 0.88506 | 46.8699 | WIDTH50_LENGTH50_HIGHT16_ORIENTATION225_WINDOWSRATIO10%_SKYLIGHTRATIO40%_3Dview.png | WIDTH50_LENGTH50_HIGHT16_ORIENTATION225_WINDOWSRATIO10%_SKYLIGHTRATIO40%.json
30 | 60 | 16 | 135 | 30% | 20% | 7200 | 38 | 8 | 0.9 | 0.225 | 48.661 | 2.1989 | 50.8599 | WIDTH60_LENGTH50_HIGHT16_ORIENTATION225_WINDOWSRATIO10%_SKYLIGHTRATIO40%_3Dview.png | WIDTH60_LENGTH50_HIGHT16_ORIENTATION225_WINDOWSRATIO10%_SKYLIGHTRATIO40%.json
60 | 30 | 16 | 180 | 30% | 20% | 7200 | 8 | 38 | 0.9 | 0.225 | 46.0619 | 0.77931 | 46.8412 | WIDTH30_LENGTH60_HIGHT16_ORIENTATION225_WINDOWSRATIO10%_SKYLIGHTRATIO40%_3Dview.png | WIDTH30_LENGTH60_HIGHT16_ORIENTATION225_WINDOWSRATIO10%_SKYLIGHTRATIO40%.json
40 | 40 | 16 | 180 | 30% | 20% | 6400 | 18 | 18 | 0.9 | 0.225 | 46.1144 | 0.81871 | 46.9331 | WIDTH40_LENGTH60_HIGHT16_ORIENTATION225_WINDOWSRATIO10%_SKYLIGHTRATIO40%_3Dview.png | WIDTH40_LENGTH60_HIGHT16_ORIENTATION225_WINDOWSRATIO10%_SKYLIGHTRATIO40%.json
30 | 60 | 16 | 180 | 30% | 20% | 7200 | 38 | 8 | 0.9 | 0.225 | 45.9692 | 0.87538 | 46.8445 | WIDTH50_LENGTH60_HIGHT16_ORIENTATION225_WINDOWSRATIO10%_SKYLIGHTRATIO40%_3Dview.png | WIDTH50_LENGTH60_HIGHT16_ORIENTATION225_WINDOWSRATIO10%_SKYLIGHTRATIO40%.json
60 | 30 | 16 | 225 | 30% | 20% | 7200 | 8 | 38 | 0.9 | 0.225 | 45.8797 | 0.89819 | 46.7779 | WIDTH60_LENGTH60_HIGHT16_ORIENTATION225_WINDOWSRATIO10%_SKYLIGHTRATIO40%_3Dview.png | WIDTH60_LENGTH60_HIGHT16_ORIENTATION225_WINDOWSRATIO10%_SKYLIGHTRATIO40%.json
40 | 40 | 16 | 225 | 30% | 20% | 6400 | 18 | 18 | 0.9 | 0.225 | 45.9891 | 0.88217 | 46.8712 | WIDTH30_LENGTH30_HIGHT8_ORIENTATION270_WINDOWSRATIO10%_SKYLIGHTRATIO40%_3Dview.png | WIDTH30_LENGTH30_HIGHT8_ORIENTATION270_WINDOWSRATIO10%_SKYLIGHTRATIO40%.json
30 | 60 | 16 | 225 | 30% | 20% | 7200 | 38 | 8 | 0.9 | 0.225 | 45.8889 | 0.89157 | 46.7804 | WIDTH40_LENGTH30_HIGHT8_ORIENTATION270_WINDOWSRATIO10%_SKYLIGHTRATIO40%_3Dview.png | WIDTH40_LENGTH30_HIGHT8_ORIENTATION270_WINDOWSRATIO10%_SKYLIGHTRATIO40%.json
60 | 30 | 16 | 270 | 30% | 20% | 7200 | 8 | 38 | 0.9 | 0.225 | 45.9697 | 0.87567 | 46.8454 | WIDTH50_LENGTH30_HIGHT8_ORIENTATION270_WINDOWSRATIO10%_SKYLIGHTRATIO40%_3Dview.png | WIDTH50_LENGTH30_HIGHT8_ORIENTATION270_WINDOWSRATIO10%_SKYLIGHTRATIO40%.json
40 | 40 | 16 | 270 | 30% | 20% | 6400 | 18 | 18 | 0.9 | 0.225 | 46.1161 | 0.81782 | 46.9339 | WIDTH60_LENGTH30_HIGHT8_ORIENTATION270_WINDOWSRATIO10%_SKYLIGHTRATIO40%_3Dview.png | WIDTH60_LENGTH30_HIGHT8_ORIENTATION270_WINDOWSRATIO10%_SKYLIGHTRATIO40%.json
30 | 60 | 16 | 270 | 30% | 20% | 7200 | 38 | 8 | 0.9 | 0.225 | 46.0606 | 0.77992 | 46.8405 | WIDTH30_LENGTH40_HIGHT8_ORIENTATION270_WINDOWSRATIO10%_SKYLIGHTRATIO40%_3Dview.png | WIDTH30_LENGTH40_HIGHT8_ORIENTATION270_WINDOWSRATIO10%_SKYLIGHTRATIO40%.json
60 | 30 | 16 | 315 | 30% | 20% | 7200 | 8 | 38 | 0.9 | 0.225 | 45.8872 | 0.89102 | 46.7782 | WIDTH40_LENGTH40_HIGHT8_ORIENTATION270_WINDOWSRATIO10%_SKYLIGHTRATIO40%_3Dview.png | WIDTH40_LENGTH40_HIGHT8_ORIENTATION270_WINDOWSRATIO10%_SKYLIGHTRATIO40%.json
40 | 40 | 16 | 315 | 30% | 20% | 6400 | 18 | 18 | 0.9 | 0.225 | 45.9849 | 0.88506 | 46.8699 | WIDTH50_LENGTH40_HIGHT8_ORIENTATION270_WINDOWSRATIO10%_SKYLIGHTRATIO40%_3Dview.png | WIDTH50_LENGTH40_HIGHT8_ORIENTATION270_WINDOWSRATIO10%_SKYLIGHTRATIO40%.json
30 | 60 | 16 | 315 | 30% | 20% | 7200 | 38 | 8 | 0.9 | 0.225 | 45.874 | 0.90017 | 46.7741 | WIDTH60_LENGTH40_HIGHT8_ORIENTATION270_WINDOWSRATIO10%_SKYLIGHTRATIO40%_3Dview.png | WIDTH60_LENGTH40_HIGHT8_ORIENTATION270_WINDOWSRATIO10%_SKYLIGHTRATIO40%.json
60 | 30 | 16 | 0 | 40% | 20% | 7200 | 8 | 38 | 0.9 | 0.225 | 46.6509 | 0.63057 | 47.2814 | WIDTH30_LENGTH50_HIGHT8_ORIENTATION270_WINDOWSRATIO10%_SKYLIGHTRATIO40%_3Dview.png | WIDTH30_LENGTH50_HIGHT8_ORIENTATION270_WINDOWSRATIO10%_SKYLIGHTRATIO40%.json
40 | 40 | 16 | 0 | 40% | 20% | 6400 | 18 | 18 | 0.9 | 0.225 | 46.6555 | 0.67261 | 47.3281 | WIDTH40_LENGTH50_HIGHT8_ORIENTATION270_WINDOWSRATIO10%_SKYLIGHTRATIO40%_3Dview.png | WIDTH40_LENGTH50_HIGHT8_ORIENTATION270_WINDOWSRATIO10%_SKYLIGHTRATIO40%.json
30 | 60 | 16 | 0 | 40% | 20% | 7200 | 38 | 8 | 0.9 | 0.225 | 46.499 | 0.726 | 47.225 | WIDTH50_LENGTH50_HIGHT8_ORIENTATION270_WINDOWSRATIO10%_SKYLIGHTRATIO40%_3Dview.png | WIDTH50_LENGTH50_HIGHT8_ORIENTATION270_WINDOWSRATIO10%_SKYLIGHTRATIO40%.json
60 | 30 | 16 | 45 | 40% | 20% | 7200 | 8 | 38 | 0.9 | 0.225 | 46.4273 | 0.74947 | 47.1768 | WIDTH60_LENGTH50_HIGHT8_ORIENTATION270_WINDOWSRATIO10%_SKYLIGHTRATIO40%_3Dview.png | WIDTH60_LENGTH50_HIGHT8_ORIENTATION270_WINDOWSRATIO10%_SKYLIGHTRATIO40%.json
40 | 40 | 16 | 45 | 40% | 20% | 6400 | 18 | 18 | 0.9 | 0.225 | 46.5253 | 0.73501 | 47.2603 | WIDTH30_LENGTH60_HIGHT8_ORIENTATION270_WINDOWSRATIO10%_SKYLIGHTRATIO40%_3Dview.png | WIDTH30_LENGTH60_HIGHT8_ORIENTATION270_WINDOWSRATIO10%_SKYLIGHTRATIO40%.json
30 | 60 | 16 | 45 | 40% | 20% | 7200 | 38 | 8 | 0.9 | 0.225 | 49.3015 | 2.0466 | 51.3481 | WIDTH40_LENGTH60_HIGHT8_ORIENTATION270_WINDOWSRATIO10%_SKYLIGHTRATIO40%_3Dview.png | WIDTH40_LENGTH60_HIGHT8_ORIENTATION270_WINDOWSRATIO10%_SKYLIGHTRATIO40%.json
60 | 30 | 16 | 90 | 40% | 20% | 7200 | 8 | 38 | 0.9 | 0.225 | 46.5005 | 0.7251 | 47.2256 | WIDTH50_LENGTH60_HIGHT8_ORIENTATION270_WINDOWSRATIO10%_SKYLIGHTRATIO40%_3Dview.png | WIDTH50_LENGTH60_HIGHT8_ORIENTATION270_WINDOWSRATIO10%_SKYLIGHTRATIO40%.json
40 | 40 | 16 | 90 | 40% | 20% | 6400 | 18 | 18 | 0.9 | 0.225 | 46.6568 | 0.67173 | 47.3285 | WIDTH60_LENGTH60_HIGHT8_ORIENTATION270_WINDOWSRATIO10%_SKYLIGHTRATIO40%_3Dview.png | WIDTH60_LENGTH60_HIGHT8_ORIENTATION270_WINDOWSRATIO10%_SKYLIGHTRATIO40%.json
30 | 60 | 16 | 90 | 40% | 20% | 7200 | 38 | 8 | 0.9 | 0.225 | 46.6497 | 0.63112 | 47.2808 | WIDTH30_LENGTH30_HIGHT12_ORIENTATION270_WINDOWSRATIO10%_SKYLIGHTRATIO40%_3Dview.png | WIDTH30_LENGTH30_HIGHT12_ORIENTATION270_WINDOWSRATIO10%_SKYLIGHTRATIO40%.json
60 | 30 | 16 | 135 | 40% | 20% | 7200 | 8 | 38 | 0.9 | 0.225 | 46.4501 | 0.74088 | 47.191 | WIDTH40_LENGTH30_HIGHT12_ORIENTATION270_WINDOWSRATIO10%_SKYLIGHTRATIO40%_3Dview.png | WIDTH40_LENGTH30_HIGHT12_ORIENTATION270_WINDOWSRATIO10%_SKYLIGHTRATIO40%.json
40 | 40 | 16 | 135 | 40% | 20% | 6400 | 18 | 18 | 0.9 | 0.225 | 46.522 | 0.73711 | 47.2591 | WIDTH50_LENGTH30_HIGHT12_ORIENTATION270_WINDOWSRATIO10%_SKYLIGHTRATIO40%_3Dview.png | WIDTH50_LENGTH30_HIGHT12_ORIENTATION270_WINDOWSRATIO10%_SKYLIGHTRATIO40%.json
30 | 60 | 16 | 135 | 40% | 20% | 7200 | 38 | 8 | 0.9 | 0.225 | 49.3547 | 2.0435 | 51.3981 | WIDTH60_LENGTH30_HIGHT12_ORIENTATION270_WINDOWSRATIO10%_SKYLIGHTRATIO40%_3Dview.png | WIDTH60_LENGTH30_HIGHT12_ORIENTATION270_WINDOWSRATIO10%_SKYLIGHTRATIO40%.json
60 | 30 | 16 | 180 | 40% | 20% | 7200 | 8 | 38 | 0.9 | 0.225 | 46.6509 | 0.63057 | 47.2814 | WIDTH30_LENGTH40_HIGHT12_ORIENTATION270_WINDOWSRATIO10%_SKYLIGHTRATIO40%_3Dview.png | WIDTH30_LENGTH40_HIGHT12_ORIENTATION270_WINDOWSRATIO10%_SKYLIGHTRATIO40%.json
40 | 40 | 16 | 180 | 40% | 20% | 6400 | 18 | 18 | 0.9 | 0.225 | 46.6555 | 0.67261 | 47.3281 | WIDTH40_LENGTH40_HIGHT12_ORIENTATION270_WINDOWSRATIO10%_SKYLIGHTRATIO40%_3Dview.png | WIDTH40_LENGTH40_HIGHT12_ORIENTATION270_WINDOWSRATIO10%_SKYLIGHTRATIO40%.json
30 | 60 | 16 | 180 | 40% | 20% | 7200 | 38 | 8 | 0.9 | 0.225 | 46.499 | 0.726 | 47.225 | WIDTH50_LENGTH40_HIGHT12_ORIENTATION270_WINDOWSRATIO10%_SKYLIGHTRATIO40%_3Dview.png | WIDTH50_LENGTH40_HIGHT12_ORIENTATION270_WINDOWSRATIO10%_SKYLIGHTRATIO40%.json
60 | 30 | 16 | 225 | 40% | 20% | 7200 | 8 | 38 | 0.9 | 0.225 | 46.4273 | 0.74947 | 47.1768 | WIDTH60_LENGTH40_HIGHT12_ORIENTATION270_WINDOWSRATIO10%_SKYLIGHTRATIO40%_3Dview.png | WIDTH60_LENGTH40_HIGHT12_ORIENTATION270_WINDOWSRATIO10%_SKYLIGHTRATIO40%.json
40 | 40 | 16 | 225 | 40% | 20% | 6400 | 18 | 18 | 0.9 | 0.225 | 46.5266 | 0.73445 | 47.2611 | WIDTH30_LENGTH50_HIGHT12_ORIENTATION270_WINDOWSRATIO10%_SKYLIGHTRATIO40%_3Dview.png | WIDTH30_LENGTH50_HIGHT12_ORIENTATION270_WINDOWSRATIO10%_SKYLIGHTRATIO40%.json
30 | 60 | 16 | 225 | 40% | 20% | 7200 | 38 | 8 | 0.9 | 0.225 | 46.4524 | 0.74023 | 47.1927 | WIDTH40_LENGTH50_HIGHT12_ORIENTATION270_WINDOWSRATIO10%_SKYLIGHTRATIO40%_3Dview.png | WIDTH40_LENGTH50_HIGHT12_ORIENTATION270_WINDOWSRATIO10%_SKYLIGHTRATIO40%.json
60 | 30 | 16 | 270 | 40% | 20% | 7200 | 8 | 38 | 0.9 | 0.225 | 46.5005 | 0.7251 | 47.2256 | WIDTH50_LENGTH50_HIGHT12_ORIENTATION270_WINDOWSRATIO10%_SKYLIGHTRATIO40%_3Dview.png | WIDTH50_LENGTH50_HIGHT12_ORIENTATION270_WINDOWSRATIO10%_SKYLIGHTRATIO40%.json
40 | 40 | 16 | 270 | 40% | 20% | 6400 | 18 | 18 | 0.9 | 0.225 | 46.6568 | 0.67173 | 47.3285 | WIDTH60_LENGTH50_HIGHT12_ORIENTATION270_WINDOWSRATIO10%_SKYLIGHTRATIO40%_3Dview.png | WIDTH60_LENGTH50_HIGHT12_ORIENTATION270_WINDOWSRATIO10%_SKYLIGHTRATIO40%.json
30 | 60 | 16 | 270 | 40% | 20% | 7200 | 38 | 8 | 0.9 | 0.225 | 46.6497 | 0.63112 | 47.2808 | WIDTH30_LENGTH60_HIGHT12_ORIENTATION270_WINDOWSRATIO10%_SKYLIGHTRATIO40%_3Dview.png | WIDTH30_LENGTH60_HIGHT12_ORIENTATION270_WINDOWSRATIO10%_SKYLIGHTRATIO40%.json
60 | 30 | 16 | 315 | 40% | 20% | 7200 | 8 | 38 | 0.9 | 0.225 | 46.4501 | 0.74088 | 47.191 | WIDTH40_LENGTH60_HIGHT12_ORIENTATION270_WINDOWSRATIO10%_SKYLIGHTRATIO40%_3Dview.png | WIDTH40_LENGTH60_HIGHT12_ORIENTATION270_WINDOWSRATIO10%_SKYLIGHTRATIO40%.json
40 | 40 | 16 | 315 | 40% | 20% | 6400 | 18 | 18 | 0.9 | 0.225 | 46.522 | 0.73711 | 47.2591 | WIDTH50_LENGTH60_HIGHT12_ORIENTATION270_WINDOWSRATIO10%_SKYLIGHTRATIO40%_3Dview.png | WIDTH50_LENGTH60_HIGHT12_ORIENTATION270_WINDOWSRATIO10%_SKYLIGHTRATIO40%.json
30 | 60 | 16 | 315 | 40% | 20% | 7200 | 38 | 8 | 0.9 | 0.225 | 46.4224 | 0.75147 | 47.1739 | WIDTH60_LENGTH60_HIGHT12_ORIENTATION270_WINDOWSRATIO10%_SKYLIGHTRATIO40%_3Dview.png | WIDTH60_LENGTH60_HIGHT12_ORIENTATION270_WINDOWSRATIO10%_SKYLIGHTRATIO40%.json
60 | 30 | 16 | 0 | 10% | 30% | 7200 | 8 | 38 | 0.9 | 0.225 | 44.454 | 1.1796 | 45.6336 | WIDTH30_LENGTH30_HIGHT16_ORIENTATION270_WINDOWSRATIO10%_SKYLIGHTRATIO40%_3Dview.png | WIDTH30_LENGTH30_HIGHT16_ORIENTATION270_WINDOWSRATIO10%_SKYLIGHTRATIO40%.json
40 | 40 | 16 | 0 | 10% | 30% | 6400 | 18 | 18 | 0.9 | 0.225 | 44.5878 | 1.1946 | 45.7824 | WIDTH40_LENGTH30_HIGHT16_ORIENTATION270_WINDOWSRATIO10%_SKYLIGHTRATIO40%_3Dview.png | WIDTH40_LENGTH30_HIGHT16_ORIENTATION270_WINDOWSRATIO10%_SKYLIGHTRATIO40%.json
30 | 60 | 16 | 0 | 10% | 30% | 7200 | 38 | 8 | 0.9 | 0.225 | 44.4427 | 1.2443 | 45.687 | WIDTH50_LENGTH30_HIGHT16_ORIENTATION270_WINDOWSRATIO10%_SKYLIGHTRATIO40%_3Dview.png | WIDTH50_LENGTH30_HIGHT16_ORIENTATION270_WINDOWSRATIO10%_SKYLIGHTRATIO40%.json
60 | 30 | 16 | 45 | 10% | 30% | 7200 | 8 | 38 | 0.9 | 0.225 | 44.3346 | 1.273 | 45.6076 | WIDTH60_LENGTH30_HIGHT16_ORIENTATION270_WINDOWSRATIO10%_SKYLIGHTRATIO40%_3Dview.png | WIDTH60_LENGTH30_HIGHT16_ORIENTATION270_WINDOWSRATIO10%_SKYLIGHTRATIO40%.json
40 | 40 | 16 | 45 | 10% | 30% | 6400 | 18 | 18 | 0.9 | 0.225 | 44.4727 | 1.2486 | 45.7213 | WIDTH30_LENGTH40_HIGHT16_ORIENTATION270_WINDOWSRATIO10%_SKYLIGHTRATIO40%_3Dview.png | WIDTH30_LENGTH40_HIGHT16_ORIENTATION270_WINDOWSRATIO10%_SKYLIGHTRATIO40%.json
30 | 60 | 16 | 45 | 10% | 30% | 7200 | 38 | 8 | 0.9 | 0.225 | 46.9816 | 2.5475 | 49.529 | WIDTH40_LENGTH40_HIGHT16_ORIENTATION270_WINDOWSRATIO10%_SKYLIGHTRATIO40%_3Dview.png | WIDTH40_LENGTH40_HIGHT16_ORIENTATION270_WINDOWSRATIO10%_SKYLIGHTRATIO40%.json
60 | 30 | 16 | 90 | 10% | 30% | 7200 | 8 | 38 | 0.9 | 0.225 | 44.445 | 1.2429 | 45.6879 | WIDTH50_LENGTH40_HIGHT16_ORIENTATION270_WINDOWSRATIO10%_SKYLIGHTRATIO40%_3Dview.png | WIDTH50_LENGTH40_HIGHT16_ORIENTATION270_WINDOWSRATIO10%_SKYLIGHTRATIO40%.json
40 | 40 | 16 | 90 | 10% | 30% | 6400 | 18 | 18 | 0.9 | 0.225 | 44.5889 | 1.1939 | 45.7827 | WIDTH60_LENGTH40_HIGHT16_ORIENTATION270_WINDOWSRATIO10%_SKYLIGHTRATIO40%_3Dview.png | WIDTH60_LENGTH40_HIGHT16_ORIENTATION270_WINDOWSRATIO10%_SKYLIGHTRATIO40%.json
30 | 60 | 16 | 90 | 10% | 30% | 7200 | 38 | 8 | 0.9 | 0.225 | 44.4518 | 1.1806 | 45.6324 | WIDTH30_LENGTH50_HIGHT16_ORIENTATION270_WINDOWSRATIO10%_SKYLIGHTRATIO40%_3Dview.png | WIDTH30_LENGTH50_HIGHT16_ORIENTATION270_WINDOWSRATIO10%_SKYLIGHTRATIO40%.json
60 | 30 | 16 | 135 | 10% | 30% | 7200 | 8 | 38 | 0.9 | 0.225 | 44.3377 | 1.2609 | 45.5986 | WIDTH40_LENGTH50_HIGHT16_ORIENTATION270_WINDOWSRATIO10%_SKYLIGHTRATIO40%_3Dview.png | WIDTH40_LENGTH50_HIGHT16_ORIENTATION270_WINDOWSRATIO10%_SKYLIGHTRATIO40%.json
40 | 40 | 16 | 135 | 10% | 30% | 6400 | 18 | 18 | 0.9 | 0.225 | 44.4736 | 1.2501 | 45.7237 | WIDTH50_LENGTH50_HIGHT16_ORIENTATION270_WINDOWSRATIO10%_SKYLIGHTRATIO40%_3Dview.png | WIDTH50_LENGTH50_HIGHT16_ORIENTATION270_WINDOWSRATIO10%_SKYLIGHTRATIO40%.json
30 | 60 | 16 | 135 | 10% | 30% | 7200 | 38 | 8 | 0.9 | 0.225 | 46.9876 | 2.5609 | 49.5484 | WIDTH60_LENGTH50_HIGHT16_ORIENTATION270_WINDOWSRATIO10%_SKYLIGHTRATIO40%_3Dview.png | WIDTH60_LENGTH50_HIGHT16_ORIENTATION270_WINDOWSRATIO10%_SKYLIGHTRATIO40%.json
60 | 30 | 16 | 180 | 10% | 30% | 7200 | 8 | 38 | 0.9 | 0.225 | 44.454 | 1.1796 | 45.6336 | WIDTH30_LENGTH60_HIGHT16_ORIENTATION270_WINDOWSRATIO10%_SKYLIGHTRATIO40%_3Dview.png | WIDTH30_LENGTH60_HIGHT16_ORIENTATION270_WINDOWSRATIO10%_SKYLIGHTRATIO40%.json
40 | 40 | 16 | 180 | 10% | 30% | 6400 | 18 | 18 | 0.9 | 0.225 | 44.5878 | 1.1946 | 45.7824 | WIDTH40_LENGTH60_HIGHT16_ORIENTATION270_WINDOWSRATIO10%_SKYLIGHTRATIO40%_3Dview.png | WIDTH40_LENGTH60_HIGHT16_ORIENTATION270_WINDOWSRATIO10%_SKYLIGHTRATIO40%.json
30 | 60 | 16 | 180 | 10% | 30% | 7200 | 38 | 8 | 0.9 | 0.225 | 44.4427 | 1.2443 | 45.687 | WIDTH50_LENGTH60_HIGHT16_ORIENTATION270_WINDOWSRATIO10%_SKYLIGHTRATIO40%_3Dview.png | WIDTH50_LENGTH60_HIGHT16_ORIENTATION270_WINDOWSRATIO10%_SKYLIGHTRATIO40%.json
60 | 30 | 16 | 225 | 10% | 30% | 7200 | 8 | 38 | 0.9 | 0.225 | 44.3346 | 1.273 | 45.6076 | WIDTH60_LENGTH60_HIGHT16_ORIENTATION270_WINDOWSRATIO10%_SKYLIGHTRATIO40%_3Dview.png | WIDTH60_LENGTH60_HIGHT16_ORIENTATION270_WINDOWSRATIO10%_SKYLIGHTRATIO40%.json
40 | 40 | 16 | 225 | 10% | 30% | 6400 | 18 | 18 | 0.9 | 0.225 | 44.4874 | 1.2441 | 45.7314 | WIDTH30_LENGTH30_HIGHT8_ORIENTATION315_WINDOWSRATIO10%_SKYLIGHTRATIO40%_3Dview.png | WIDTH30_LENGTH30_HIGHT8_ORIENTATION315_WINDOWSRATIO10%_SKYLIGHTRATIO40%.json
30 | 60 | 16 | 225 | 10% | 30% | 7200 | 38 | 8 | 0.9 | 0.225 | 44.3401 | 1.2602 | 45.6003 | WIDTH40_LENGTH30_HIGHT8_ORIENTATION315_WINDOWSRATIO10%_SKYLIGHTRATIO40%_3Dview.png | WIDTH40_LENGTH30_HIGHT8_ORIENTATION315_WINDOWSRATIO10%_SKYLIGHTRATIO40%.json
60 | 30 | 16 | 270 | 10% | 30% | 7200 | 8 | 38 | 0.9 | 0.225 | 44.445 | 1.2429 | 45.6879 | WIDTH50_LENGTH30_HIGHT8_ORIENTATION315_WINDOWSRATIO10%_SKYLIGHTRATIO40%_3Dview.png | WIDTH50_LENGTH30_HIGHT8_ORIENTATION315_WINDOWSRATIO10%_SKYLIGHTRATIO40%.json
40 | 40 | 16 | 270 | 10% | 30% | 6400 | 18 | 18 | 0.9 | 0.225 | 44.5889 | 1.1939 | 45.7827 | WIDTH60_LENGTH30_HIGHT8_ORIENTATION315_WINDOWSRATIO10%_SKYLIGHTRATIO40%_3Dview.png | WIDTH60_LENGTH30_HIGHT8_ORIENTATION315_WINDOWSRATIO10%_SKYLIGHTRATIO40%.json
30 | 60 | 16 | 270 | 10% | 30% | 7200 | 38 | 8 | 0.9 | 0.225 | 44.4518 | 1.1806 | 45.6324 | WIDTH30_LENGTH40_HIGHT8_ORIENTATION315_WINDOWSRATIO10%_SKYLIGHTRATIO40%_3Dview.png | WIDTH30_LENGTH40_HIGHT8_ORIENTATION315_WINDOWSRATIO10%_SKYLIGHTRATIO40%.json
60 | 30 | 16 | 315 | 10% | 30% | 7200 | 8 | 38 | 0.9 | 0.225 | 44.3488 | 1.2571 | 45.606 | WIDTH40_LENGTH40_HIGHT8_ORIENTATION315_WINDOWSRATIO10%_SKYLIGHTRATIO40%_3Dview.png | WIDTH40_LENGTH40_HIGHT8_ORIENTATION315_WINDOWSRATIO10%_SKYLIGHTRATIO40%.json
40 | 40 | 16 | 315 | 10% | 30% | 6400 | 18 | 18 | 0.9 | 0.225 | 44.4736 | 1.2501 | 45.7237 | WIDTH50_LENGTH40_HIGHT8_ORIENTATION315_WINDOWSRATIO10%_SKYLIGHTRATIO40%_3Dview.png | WIDTH50_LENGTH40_HIGHT8_ORIENTATION315_WINDOWSRATIO10%_SKYLIGHTRATIO40%.json
30 | 60 | 16 | 315 | 10% | 30% | 7200 | 38 | 8 | 0.9 | 0.225 | 44.3307 | 1.2744 | 45.6051 | WIDTH60_LENGTH40_HIGHT8_ORIENTATION315_WINDOWSRATIO10%_SKYLIGHTRATIO40%_3Dview.png | WIDTH60_LENGTH40_HIGHT8_ORIENTATION315_WINDOWSRATIO10%_SKYLIGHTRATIO40%.json
60 | 30 | 16 | 0 | 20% | 30% | 7200 | 8 | 38 | 0.9 | 0.225 | 45.4126 | 0.94297 | 46.3556 | WIDTH30_LENGTH50_HIGHT8_ORIENTATION315_WINDOWSRATIO10%_SKYLIGHTRATIO40%_3Dview.png | WIDTH30_LENGTH50_HIGHT8_ORIENTATION315_WINDOWSRATIO10%_SKYLIGHTRATIO40%.json
40 | 40 | 16 | 0 | 20% | 30% | 6400 | 18 | 18 | 0.9 | 0.225 | 45.5172 | 0.9663 | 46.4835 | WIDTH40_LENGTH50_HIGHT8_ORIENTATION315_WINDOWSRATIO10%_SKYLIGHTRATIO40%_3Dview.png | WIDTH40_LENGTH50_HIGHT8_ORIENTATION315_WINDOWSRATIO10%_SKYLIGHTRATIO40%.json
30 | 60 | 16 | 0 | 20% | 30% | 7200 | 38 | 8 | 0.9 | 0.225 | 45.3637 | 1.0243 | 46.388 | WIDTH50_LENGTH50_HIGHT8_ORIENTATION315_WINDOWSRATIO10%_SKYLIGHTRATIO40%_3Dview.png | WIDTH50_LENGTH50_HIGHT8_ORIENTATION315_WINDOWSRATIO10%_SKYLIGHTRATIO40%.json
60 | 30 | 16 | 45 | 20% | 30% | 7200 | 8 | 38 | 0.9 | 0.225 | 45.2588 | 1.0507 | 46.3095 | WIDTH60_LENGTH50_HIGHT8_ORIENTATION315_WINDOWSRATIO10%_SKYLIGHTRATIO40%_3Dview.png | WIDTH60_LENGTH50_HIGHT8_ORIENTATION315_WINDOWSRATIO10%_SKYLIGHTRATIO40%.json
40 | 40 | 16 | 45 | 20% | 30% | 6400 | 18 | 18 | 0.9 | 0.225 | 45.3908 | 1.0284 | 46.4192 | WIDTH30_LENGTH60_HIGHT8_ORIENTATION315_WINDOWSRATIO10%_SKYLIGHTRATIO40%_3Dview.png | WIDTH30_LENGTH60_HIGHT8_ORIENTATION315_WINDOWSRATIO10%_SKYLIGHTRATIO40%.json
30 | 60 | 16 | 45 | 20% | 30% | 7200 | 38 | 8 | 0.9 | 0.225 | 47.94 | 2.3341 | 50.2742 | WIDTH40_LENGTH60_HIGHT8_ORIENTATION315_WINDOWSRATIO10%_SKYLIGHTRATIO40%_3Dview.png | WIDTH40_LENGTH60_HIGHT8_ORIENTATION315_WINDOWSRATIO10%_SKYLIGHTRATIO40%.json
60 | 30 | 16 | 90 | 20% | 30% | 7200 | 8 | 38 | 0.9 | 0.225 | 45.3658 | 1.0231 | 46.3889 | WIDTH50_LENGTH60_HIGHT8_ORIENTATION315_WINDOWSRATIO10%_SKYLIGHTRATIO40%_3Dview.png | WIDTH50_LENGTH60_HIGHT8_ORIENTATION315_WINDOWSRATIO10%_SKYLIGHTRATIO40%.json
40 | 40 | 16 | 90 | 20% | 30% | 6400 | 18 | 18 | 0.9 | 0.225 | 45.5205 | 0.96186 | 46.4824 | WIDTH60_LENGTH60_HIGHT8_ORIENTATION315_WINDOWSRATIO10%_SKYLIGHTRATIO40%_3Dview.png | WIDTH60_LENGTH60_HIGHT8_ORIENTATION315_WINDOWSRATIO10%_SKYLIGHTRATIO40%.json
30 | 60 | 16 | 90 | 20% | 30% | 7200 | 38 | 8 | 0.9 | 0.225 | 45.4107 | 0.94396 | 46.3547 | WIDTH30_LENGTH30_HIGHT12_ORIENTATION315_WINDOWSRATIO10%_SKYLIGHTRATIO40%_3Dview.png | WIDTH30_LENGTH30_HIGHT12_ORIENTATION315_WINDOWSRATIO10%_SKYLIGHTRATIO40%.json
60 | 30 | 16 | 135 | 20% | 30% | 7200 | 8 | 38 | 0.9 | 0.225 | 45.262 | 1.0404 | 46.3023 | WIDTH40_LENGTH30_HIGHT12_ORIENTATION315_WINDOWSRATIO10%_SKYLIGHTRATIO40%_3Dview.png | WIDTH40_LENGTH30_HIGHT12_ORIENTATION315_WINDOWSRATIO10%_SKYLIGHTRATIO40%.json
40 | 40 | 16 | 135 | 20% | 30% | 6400 | 18 | 18 | 0.9 | 0.225 | 45.3902 | 1.03 | 46.4202 | WIDTH50_LENGTH30_HIGHT12_ORIENTATION315_WINDOWSRATIO10%_SKYLIGHTRATIO40%_3Dview.png | WIDTH50_LENGTH30_HIGHT12_ORIENTATION315_WINDOWSRATIO10%_SKYLIGHTRATIO40%.json
30 | 60 | 16 | 135 | 20% | 30% | 7200 | 38 | 8 | 0.9 | 0.225 | 47.9634 | 2.3426 | 50.306 | WIDTH60_LENGTH30_HIGHT12_ORIENTATION315_WINDOWSRATIO10%_SKYLIGHTRATIO40%_3Dview.png | WIDTH60_LENGTH30_HIGHT12_ORIENTATION315_WINDOWSRATIO10%_SKYLIGHTRATIO40%.json
60 | 30 | 16 | 180 | 20% | 30% | 7200 | 8 | 38 | 0.9 | 0.225 | 45.4126 | 0.94297 | 46.3556 | WIDTH30_LENGTH40_HIGHT12_ORIENTATION315_WINDOWSRATIO10%_SKYLIGHTRATIO40%_3Dview.png | WIDTH30_LENGTH40_HIGHT12_ORIENTATION315_WINDOWSRATIO10%_SKYLIGHTRATIO40%.json
40 | 40 | 16 | 180 | 20% | 30% | 6400 | 18 | 18 | 0.9 | 0.225 | 45.5172 | 0.9663 | 46.4835 | WIDTH40_LENGTH40_HIGHT12_ORIENTATION315_WINDOWSRATIO10%_SKYLIGHTRATIO40%_3Dview.png | WIDTH40_LENGTH40_HIGHT12_ORIENTATION315_WINDOWSRATIO10%_SKYLIGHTRATIO40%.json
30 | 60 | 16 | 180 | 20% | 30% | 7200 | 38 | 8 | 0.9 | 0.225 | 45.3637 | 1.0243 | 46.388 | WIDTH50_LENGTH40_HIGHT12_ORIENTATION315_WINDOWSRATIO10%_SKYLIGHTRATIO40%_3Dview.png | WIDTH50_LENGTH40_HIGHT12_ORIENTATION315_WINDOWSRATIO10%_SKYLIGHTRATIO40%.json
60 | 30 | 16 | 225 | 20% | 30% | 7200 | 8 | 38 | 0.9 | 0.225 | 45.2588 | 1.0507 | 46.3095 | WIDTH60_LENGTH40_HIGHT12_ORIENTATION315_WINDOWSRATIO10%_SKYLIGHTRATIO40%_3Dview.png | WIDTH60_LENGTH40_HIGHT12_ORIENTATION315_WINDOWSRATIO10%_SKYLIGHTRATIO40%.json
40 | 40 | 16 | 225 | 20% | 30% | 6400 | 18 | 18 | 0.9 | 0.225 | 45.4035 | 1.0241 | 46.4276 | WIDTH30_LENGTH50_HIGHT12_ORIENTATION315_WINDOWSRATIO10%_SKYLIGHTRATIO40%_3Dview.png | WIDTH30_LENGTH50_HIGHT12_ORIENTATION315_WINDOWSRATIO10%_SKYLIGHTRATIO40%.json
30 | 60 | 16 | 225 | 20% | 30% | 7200 | 38 | 8 | 0.9 | 0.225 | 45.2639 | 1.0397 | 46.3037 | WIDTH40_LENGTH50_HIGHT12_ORIENTATION315_WINDOWSRATIO10%_SKYLIGHTRATIO40%_3Dview.png | WIDTH40_LENGTH50_HIGHT12_ORIENTATION315_WINDOWSRATIO10%_SKYLIGHTRATIO40%.json
60 | 30 | 16 | 270 | 20% | 30% | 7200 | 8 | 38 | 0.9 | 0.225 | 45.3658 | 1.0231 | 46.3889 | WIDTH50_LENGTH50_HIGHT12_ORIENTATION315_WINDOWSRATIO10%_SKYLIGHTRATIO40%_3Dview.png | WIDTH50_LENGTH50_HIGHT12_ORIENTATION315_WINDOWSRATIO10%_SKYLIGHTRATIO40%.json
40 | 40 | 16 | 270 | 20% | 30% | 6400 | 18 | 18 | 0.9 | 0.225 | 45.5205 | 0.96186 | 46.4824 | WIDTH60_LENGTH50_HIGHT12_ORIENTATION315_WINDOWSRATIO10%_SKYLIGHTRATIO40%_3Dview.png | WIDTH60_LENGTH50_HIGHT12_ORIENTATION315_WINDOWSRATIO10%_SKYLIGHTRATIO40%.json
30 | 60 | 16 | 270 | 20% | 30% | 7200 | 38 | 8 | 0.9 | 0.225 | 45.4107 | 0.94396 | 46.3547 | WIDTH30_LENGTH60_HIGHT12_ORIENTATION315_WINDOWSRATIO10%_SKYLIGHTRATIO40%_3Dview.png | WIDTH30_LENGTH60_HIGHT12_ORIENTATION315_WINDOWSRATIO10%_SKYLIGHTRATIO40%.json
60 | 30 | 16 | 315 | 20% | 30% | 7200 | 8 | 38 | 0.9 | 0.225 | 45.2712 | 1.037 | 46.3082 | WIDTH40_LENGTH60_HIGHT12_ORIENTATION315_WINDOWSRATIO10%_SKYLIGHTRATIO40%_3Dview.png | WIDTH40_LENGTH60_HIGHT12_ORIENTATION315_WINDOWSRATIO10%_SKYLIGHTRATIO40%.json
40 | 40 | 16 | 315 | 20% | 30% | 6400 | 18 | 18 | 0.9 | 0.225 | 45.3902 | 1.03 | 46.4202 | WIDTH50_LENGTH60_HIGHT12_ORIENTATION315_WINDOWSRATIO10%_SKYLIGHTRATIO40%_3Dview.png | WIDTH50_LENGTH60_HIGHT12_ORIENTATION315_WINDOWSRATIO10%_SKYLIGHTRATIO40%.json
30 | 60 | 16 | 315 | 20% | 30% | 7200 | 38 | 8 | 0.9 | 0.225 | 45.2556 | 1.0526 | 46.3081 | WIDTH60_LENGTH60_HIGHT12_ORIENTATION315_WINDOWSRATIO10%_SKYLIGHTRATIO40%_3Dview.png | WIDTH60_LENGTH60_HIGHT12_ORIENTATION315_WINDOWSRATIO10%_SKYLIGHTRATIO40%.json
60 | 30 | 16 | 0 | 30% | 30% | 7200 | 8 | 38 | 0.9 | 0.225 | 46.1615 | 0.75008 | 46.9116 | WIDTH30_LENGTH30_HIGHT16_ORIENTATION315_WINDOWSRATIO10%_SKYLIGHTRATIO40%_3Dview.png | WIDTH30_LENGTH30_HIGHT16_ORIENTATION315_WINDOWSRATIO10%_SKYLIGHTRATIO40%.json
40 | 40 | 16 | 0 | 30% | 30% | 6400 | 18 | 18 | 0.9 | 0.225 | 46.2232 | 0.78218 | 47.0053 | WIDTH40_LENGTH30_HIGHT16_ORIENTATION315_WINDOWSRATIO10%_SKYLIGHTRATIO40%_3Dview.png | WIDTH40_LENGTH30_HIGHT16_ORIENTATION315_WINDOWSRATIO10%_SKYLIGHTRATIO40%.json
30 | 60 | 16 | 0 | 30% | 30% | 7200 | 38 | 8 | 0.9 | 0.225 | 46.0612 | 0.84813 | 46.9094 | WIDTH50_LENGTH30_HIGHT16_ORIENTATION315_WINDOWSRATIO10%_SKYLIGHTRATIO40%_3Dview.png | WIDTH50_LENGTH30_HIGHT16_ORIENTATION315_WINDOWSRATIO10%_SKYLIGHTRATIO40%.json
60 | 30 | 16 | 45 | 30% | 30% | 7200 | 8 | 38 | 0.9 | 0.225 | 45.9654 | 0.87444 | 46.8399 | WIDTH60_LENGTH30_HIGHT16_ORIENTATION315_WINDOWSRATIO10%_SKYLIGHTRATIO40%_3Dview.png | WIDTH60_LENGTH30_HIGHT16_ORIENTATION315_WINDOWSRATIO10%_SKYLIGHTRATIO40%.json
40 | 40 | 16 | 45 | 30% | 30% | 6400 | 18 | 18 | 0.9 | 0.225 | 46.0893 | 0.8497 | 46.939 | WIDTH30_LENGTH40_HIGHT16_ORIENTATION315_WINDOWSRATIO10%_SKYLIGHTRATIO40%_3Dview.png | WIDTH30_LENGTH40_HIGHT16_ORIENTATION315_WINDOWSRATIO10%_SKYLIGHTRATIO40%.json
30 | 60 | 16 | 45 | 30% | 30% | 7200 | 38 | 8 | 0.9 | 0.225 | 48.7369 | 2.1588 | 50.8957 | WIDTH40_LENGTH40_HIGHT16_ORIENTATION315_WINDOWSRATIO10%_SKYLIGHTRATIO40%_3Dview.png | WIDTH40_LENGTH40_HIGHT16_ORIENTATION315_WINDOWSRATIO10%_SKYLIGHTRATIO40%.json
60 | 30 | 16 | 90 | 30% | 30% | 7200 | 8 | 38 | 0.9 | 0.225 | 46.0632 | 0.84691 | 46.9101 | WIDTH50_LENGTH40_HIGHT16_ORIENTATION315_WINDOWSRATIO10%_SKYLIGHTRATIO40%_3Dview.png | WIDTH50_LENGTH40_HIGHT16_ORIENTATION315_WINDOWSRATIO10%_SKYLIGHTRATIO40%.json
40 | 40 | 16 | 90 | 30% | 30% | 6400 | 18 | 18 | 0.9 | 0.225 | 46.2244 | 0.78144 | 47.0058 | WIDTH60_LENGTH40_HIGHT16_ORIENTATION315_WINDOWSRATIO10%_SKYLIGHTRATIO40%_3Dview.png | WIDTH60_LENGTH40_HIGHT16_ORIENTATION315_WINDOWSRATIO10%_SKYLIGHTRATIO40%.json
30 | 60 | 16 | 90 | 30% | 30% | 7200 | 38 | 8 | 0.9 | 0.225 | 46.16 | 0.75098 | 46.911 | WIDTH30_LENGTH50_HIGHT16_ORIENTATION315_WINDOWSRATIO10%_SKYLIGHTRATIO40%_3Dview.png | WIDTH30_LENGTH50_HIGHT16_ORIENTATION315_WINDOWSRATIO10%_SKYLIGHTRATIO40%.json
60 | 30 | 16 | 135 | 30% | 30% | 7200 | 8 | 38 | 0.9 | 0.225 | 45.9828 | 0.86341 | 46.8462 | WIDTH40_LENGTH50_HIGHT16_ORIENTATION315_WINDOWSRATIO10%_SKYLIGHTRATIO40%_3Dview.png | WIDTH40_LENGTH50_HIGHT16_ORIENTATION315_WINDOWSRATIO10%_SKYLIGHTRATIO40%.json
40 | 40 | 16 | 135 | 30% | 30% | 6400 | 18 | 18 | 0.9 | 0.225 | 46.0885 | 0.85061 | 46.9391 | WIDTH50_LENGTH50_HIGHT16_ORIENTATION315_WINDOWSRATIO10%_SKYLIGHTRATIO40%_3Dview.png | WIDTH50_LENGTH50_HIGHT16_ORIENTATION315_WINDOWSRATIO10%_SKYLIGHTRATIO40%.json
30 | 60 | 16 | 135 | 30% | 30% | 7200 | 38 | 8 | 0.9 | 0.225 | 48.7768 | 2.1618 | 50.9386 | WIDTH60_LENGTH50_HIGHT16_ORIENTATION315_WINDOWSRATIO10%_SKYLIGHTRATIO40%_3Dview.png | WIDTH60_LENGTH50_HIGHT16_ORIENTATION315_WINDOWSRATIO10%_SKYLIGHTRATIO40%.json
60 | 30 | 16 | 180 | 30% | 30% | 7200 | 8 | 38 | 0.9 | 0.225 | 46.1615 | 0.75008 | 46.9116 | WIDTH30_LENGTH60_HIGHT16_ORIENTATION315_WINDOWSRATIO10%_SKYLIGHTRATIO40%_3Dview.png | WIDTH30_LENGTH60_HIGHT16_ORIENTATION315_WINDOWSRATIO10%_SKYLIGHTRATIO40%.json
40 | 40 | 16 | 180 | 30% | 30% | 6400 | 18 | 18 | 0.9 | 0.225 | 46.2232 | 0.78218 | 47.0053 | WIDTH40_LENGTH60_HIGHT16_ORIENTATION315_WINDOWSRATIO10%_SKYLIGHTRATIO40%_3Dview.png | WIDTH40_LENGTH60_HIGHT16_ORIENTATION315_WINDOWSRATIO10%_SKYLIGHTRATIO40%.json
30 | 60 | 16 | 180 | 30% | 30% | 7200 | 38 | 8 | 0.9 | 0.225 | 46.0612 | 0.84813 | 46.9094 | WIDTH50_LENGTH60_HIGHT16_ORIENTATION315_WINDOWSRATIO10%_SKYLIGHTRATIO40%_3Dview.png | WIDTH50_LENGTH60_HIGHT16_ORIENTATION315_WINDOWSRATIO10%_SKYLIGHTRATIO40%.json
60 | 30 | 16 | 225 | 30% | 30% | 7200 | 8 | 38 | 0.9 | 0.225 | 45.9654 | 0.87444 | 46.8399 | WIDTH60_LENGTH60_HIGHT16_ORIENTATION315_WINDOWSRATIO10%_SKYLIGHTRATIO40%_3Dview.png | WIDTH60_LENGTH60_HIGHT16_ORIENTATION315_WINDOWSRATIO10%_SKYLIGHTRATIO40%.json
40 | 40 | 16 | 225 | 30% | 30% | 6400 | 18 | 18 | 0.9 | 0.225 | 46.0999 | 0.84552 | 46.9454 | WIDTH30_LENGTH30_HIGHT8_ORIENTATION0_WINDOWSRATIO20%_SKYLIGHTRATIO40%_3Dview.png | WIDTH30_LENGTH30_HIGHT8_ORIENTATION0_WINDOWSRATIO20%_SKYLIGHTRATIO40%.json
30 | 60 | 16 | 225 | 30% | 30% | 7200 | 38 | 8 | 0.9 | 0.225 | 45.984 | 0.86303 | 46.847 | WIDTH40_LENGTH30_HIGHT8_ORIENTATION0_WINDOWSRATIO20%_SKYLIGHTRATIO40%_3Dview.png | WIDTH40_LENGTH30_HIGHT8_ORIENTATION0_WINDOWSRATIO20%_SKYLIGHTRATIO40%.json
60 | 30 | 16 | 270 | 30% | 30% | 7200 | 8 | 38 | 0.9 | 0.225 | 46.0632 | 0.84691 | 46.9101 | WIDTH50_LENGTH30_HIGHT8_ORIENTATION0_WINDOWSRATIO20%_SKYLIGHTRATIO40%_3Dview.png | WIDTH50_LENGTH30_HIGHT8_ORIENTATION0_WINDOWSRATIO20%_SKYLIGHTRATIO40%.json
40 | 40 | 16 | 270 | 30% | 30% | 6400 | 18 | 18 | 0.9 | 0.225 | 46.2244 | 0.78144 | 47.0058 | WIDTH60_LENGTH30_HIGHT8_ORIENTATION0_WINDOWSRATIO20%_SKYLIGHTRATIO40%_3Dview.png | WIDTH60_LENGTH30_HIGHT8_ORIENTATION0_WINDOWSRATIO20%_SKYLIGHTRATIO40%.json
30 | 60 | 16 | 270 | 30% | 30% | 7200 | 38 | 8 | 0.9 | 0.225 | 46.16 | 0.75098 | 46.911 | WIDTH30_LENGTH40_HIGHT8_ORIENTATION0_WINDOWSRATIO20%_SKYLIGHTRATIO40%_3Dview.png | WIDTH30_LENGTH40_HIGHT8_ORIENTATION0_WINDOWSRATIO20%_SKYLIGHTRATIO40%.json
60 | 30 | 16 | 315 | 30% | 30% | 7200 | 8 | 38 | 0.9 | 0.225 | 45.9896 | 0.86138 | 46.851 | WIDTH40_LENGTH40_HIGHT8_ORIENTATION0_WINDOWSRATIO20%_SKYLIGHTRATIO40%_3Dview.png | WIDTH40_LENGTH40_HIGHT8_ORIENTATION0_WINDOWSRATIO20%_SKYLIGHTRATIO40%.json
40 | 40 | 16 | 315 | 30% | 30% | 6400 | 18 | 18 | 0.9 | 0.225 | 46.0885 | 0.85061 | 46.9391 | WIDTH50_LENGTH40_HIGHT8_ORIENTATION0_WINDOWSRATIO20%_SKYLIGHTRATIO40%_3Dview.png | WIDTH50_LENGTH40_HIGHT8_ORIENTATION0_WINDOWSRATIO20%_SKYLIGHTRATIO40%.json
30 | 60 | 16 | 315 | 30% | 30% | 7200 | 38 | 8 | 0.9 | 0.225 | 45.9622 | 0.8753 | 46.8375 | WIDTH60_LENGTH40_HIGHT8_ORIENTATION0_WINDOWSRATIO20%_SKYLIGHTRATIO40%_3Dview.png | WIDTH60_LENGTH40_HIGHT8_ORIENTATION0_WINDOWSRATIO20%_SKYLIGHTRATIO40%.json
60 | 30 | 16 | 0 | 40% | 30% | 7200 | 8 | 38 | 0.9 | 0.225 | 46.7301 | 0.60671 | 47.3368 | WIDTH30_LENGTH50_HIGHT8_ORIENTATION0_WINDOWSRATIO20%_SKYLIGHTRATIO40%_3Dview.png | WIDTH30_LENGTH50_HIGHT8_ORIENTATION0_WINDOWSRATIO20%_SKYLIGHTRATIO40%.json
40 | 40 | 16 | 0 | 40% | 30% | 6400 | 18 | 18 | 0.9 | 0.225 | 46.7429 | 0.6436 | 47.3865 | WIDTH40_LENGTH50_HIGHT8_ORIENTATION0_WINDOWSRATIO20%_SKYLIGHTRATIO40%_3Dview.png | WIDTH40_LENGTH50_HIGHT8_ORIENTATION0_WINDOWSRATIO20%_SKYLIGHTRATIO40%.json
30 | 60 | 16 | 0 | 40% | 30% | 7200 | 38 | 8 | 0.9 | 0.225 | 46.5756 | 0.69869 | 47.2743 | WIDTH50_LENGTH50_HIGHT8_ORIENTATION0_WINDOWSRATIO20%_SKYLIGHTRATIO40%_3Dview.png | WIDTH50_LENGTH50_HIGHT8_ORIENTATION0_WINDOWSRATIO20%_SKYLIGHTRATIO40%.json
60 | 30 | 16 | 45 | 40% | 30% | 7200 | 8 | 38 | 0.9 | 0.225 | 46.4986 | 0.72344 | 47.222 | WIDTH60_LENGTH50_HIGHT8_ORIENTATION0_WINDOWSRATIO20%_SKYLIGHTRATIO40%_3Dview.png | WIDTH60_LENGTH50_HIGHT8_ORIENTATION0_WINDOWSRATIO20%_SKYLIGHTRATIO40%.json
40 | 40 | 16 | 45 | 40% | 30% | 6400 | 18 | 18 | 0.9 | 0.225 | 46.6087 | 0.70774 | 47.3164 | WIDTH30_LENGTH60_HIGHT8_ORIENTATION0_WINDOWSRATIO20%_SKYLIGHTRATIO40%_3Dview.png | WIDTH30_LENGTH60_HIGHT8_ORIENTATION0_WINDOWSRATIO20%_SKYLIGHTRATIO40%.json
30 | 60 | 16 | 45 | 40% | 30% | 7200 | 38 | 8 | 0.9 | 0.225 | 49.4083 | 2.0105 | 51.4188 | WIDTH40_LENGTH60_HIGHT8_ORIENTATION0_WINDOWSRATIO20%_SKYLIGHTRATIO40%_3Dview.png | WIDTH40_LENGTH60_HIGHT8_ORIENTATION0_WINDOWSRATIO20%_SKYLIGHTRATIO40%.json
60 | 30 | 16 | 90 | 40% | 30% | 7200 | 8 | 38 | 0.9 | 0.225 | 46.5773 | 0.69781 | 47.2751 | WIDTH50_LENGTH60_HIGHT8_ORIENTATION0_WINDOWSRATIO20%_SKYLIGHTRATIO40%_3Dview.png | WIDTH50_LENGTH60_HIGHT8_ORIENTATION0_WINDOWSRATIO20%_SKYLIGHTRATIO40%.json
40 | 40 | 16 | 90 | 40% | 30% | 6400 | 18 | 18 | 0.9 | 0.225 | 46.7438 | 0.64278 | 47.3865 | WIDTH60_LENGTH60_HIGHT8_ORIENTATION0_WINDOWSRATIO20%_SKYLIGHTRATIO40%_3Dview.png | WIDTH60_LENGTH60_HIGHT8_ORIENTATION0_WINDOWSRATIO20%_SKYLIGHTRATIO40%.json
30 | 60 | 16 | 90 | 40% | 30% | 7200 | 38 | 8 | 0.9 | 0.225 | 46.7288 | 0.60745 | 47.3362 | WIDTH30_LENGTH30_HIGHT12_ORIENTATION0_WINDOWSRATIO20%_SKYLIGHTRATIO40%_3Dview.png | WIDTH30_LENGTH30_HIGHT12_ORIENTATION0_WINDOWSRATIO20%_SKYLIGHTRATIO40%.json
60 | 30 | 16 | 135 | 40% | 30% | 7200 | 8 | 38 | 0.9 | 0.225 | 46.5284 | 0.71507 | 47.2435 | WIDTH40_LENGTH30_HIGHT12_ORIENTATION0_WINDOWSRATIO20%_SKYLIGHTRATIO40%_3Dview.png | WIDTH40_LENGTH30_HIGHT12_ORIENTATION0_WINDOWSRATIO20%_SKYLIGHTRATIO40%.json
40 | 40 | 16 | 135 | 40% | 30% | 6400 | 18 | 18 | 0.9 | 0.225 | 46.6061 | 0.70947 | 47.3156 | WIDTH50_LENGTH30_HIGHT12_ORIENTATION0_WINDOWSRATIO20%_SKYLIGHTRATIO40%_3Dview.png | WIDTH50_LENGTH30_HIGHT12_ORIENTATION0_WINDOWSRATIO20%_SKYLIGHTRATIO40%.json
30 | 60 | 16 | 135 | 40% | 30% | 7200 | 38 | 8 | 0.9 | 0.225 | 49.4572 | 2.01 | 51.4672 | WIDTH60_LENGTH30_HIGHT12_ORIENTATION0_WINDOWSRATIO20%_SKYLIGHTRATIO40%_3Dview.png | WIDTH60_LENGTH30_HIGHT12_ORIENTATION0_WINDOWSRATIO20%_SKYLIGHTRATIO40%.json
60 | 30 | 16 | 180 | 40% | 30% | 7200 | 8 | 38 | 0.9 | 0.225 | 46.7301 | 0.60671 | 47.3368 | WIDTH30_LENGTH40_HIGHT12_ORIENTATION0_WINDOWSRATIO20%_SKYLIGHTRATIO40%_3Dview.png | WIDTH30_LENGTH40_HIGHT12_ORIENTATION0_WINDOWSRATIO20%_SKYLIGHTRATIO40%.json
40 | 40 | 16 | 180 | 40% | 30% | 6400 | 18 | 18 | 0.9 | 0.225 | 46.7429 | 0.6436 | 47.3865 | WIDTH40_LENGTH40_HIGHT12_ORIENTATION0_WINDOWSRATIO20%_SKYLIGHTRATIO40%_3Dview.png | WIDTH40_LENGTH40_HIGHT12_ORIENTATION0_WINDOWSRATIO20%_SKYLIGHTRATIO40%.json
30 | 60 | 16 | 180 | 40% | 30% | 7200 | 38 | 8 | 0.9 | 0.225 | 46.5756 | 0.69869 | 47.2743 | WIDTH50_LENGTH40_HIGHT12_ORIENTATION0_WINDOWSRATIO20%_SKYLIGHTRATIO40%_3Dview.png | WIDTH50_LENGTH40_HIGHT12_ORIENTATION0_WINDOWSRATIO20%_SKYLIGHTRATIO40%.json
60 | 30 | 16 | 225 | 40% | 30% | 7200 | 8 | 38 | 0.9 | 0.225 | 46.4986 | 0.72344 | 47.222 | WIDTH60_LENGTH40_HIGHT12_ORIENTATION0_WINDOWSRATIO20%_SKYLIGHTRATIO40%_3Dview.png | WIDTH60_LENGTH40_HIGHT12_ORIENTATION0_WINDOWSRATIO20%_SKYLIGHTRATIO40%.json
40 | 40 | 16 | 225 | 40% | 30% | 6400 | 18 | 18 | 0.9 | 0.225 | 46.6176 | 0.70384 | 47.3214 | WIDTH30_LENGTH50_HIGHT12_ORIENTATION0_WINDOWSRATIO20%_SKYLIGHTRATIO40%_3Dview.png | WIDTH30_LENGTH50_HIGHT12_ORIENTATION0_WINDOWSRATIO20%_SKYLIGHTRATIO40%.json
30 | 60 | 16 | 225 | 40% | 30% | 7200 | 38 | 8 | 0.9 | 0.225 | 46.5296 | 0.71459 | 47.2442 | WIDTH40_LENGTH50_HIGHT12_ORIENTATION0_WINDOWSRATIO20%_SKYLIGHTRATIO40%_3Dview.png | WIDTH40_LENGTH50_HIGHT12_ORIENTATION0_WINDOWSRATIO20%_SKYLIGHTRATIO40%.json
60 | 30 | 16 | 270 | 40% | 30% | 7200 | 8 | 38 | 0.9 | 0.225 | 46.5773 | 0.69781 | 47.2751 | WIDTH50_LENGTH50_HIGHT12_ORIENTATION0_WINDOWSRATIO20%_SKYLIGHTRATIO40%_3Dview.png | WIDTH50_LENGTH50_HIGHT12_ORIENTATION0_WINDOWSRATIO20%_SKYLIGHTRATIO40%.json
40 | 40 | 16 | 270 | 40% | 30% | 6400 | 18 | 18 | 0.9 | 0.225 | 46.7438 | 0.64278 | 47.3865 | WIDTH60_LENGTH50_HIGHT12_ORIENTATION0_WINDOWSRATIO20%_SKYLIGHTRATIO40%_3Dview.png | WIDTH60_LENGTH50_HIGHT12_ORIENTATION0_WINDOWSRATIO20%_SKYLIGHTRATIO40%.json
30 | 60 | 16 | 270 | 40% | 30% | 7200 | 38 | 8 | 0.9 | 0.225 | 46.7288 | 0.60745 | 47.3362 | WIDTH30_LENGTH60_HIGHT12_ORIENTATION0_WINDOWSRATIO20%_SKYLIGHTRATIO40%_3Dview.png | WIDTH30_LENGTH60_HIGHT12_ORIENTATION0_WINDOWSRATIO20%_SKYLIGHTRATIO40%.json
60 | 30 | 16 | 315 | 40% | 30% | 7200 | 8 | 38 | 0.9 | 0.225 | 46.5347 | 0.71243 | 47.2472 | WIDTH40_LENGTH60_HIGHT12_ORIENTATION0_WINDOWSRATIO20%_SKYLIGHTRATIO40%_3Dview.png | WIDTH40_LENGTH60_HIGHT12_ORIENTATION0_WINDOWSRATIO20%_SKYLIGHTRATIO40%.json
40 | 40 | 16 | 315 | 40% | 30% | 6400 | 18 | 18 | 0.9 | 0.225 | 46.6061 | 0.70947 | 47.3156 | WIDTH50_LENGTH60_HIGHT12_ORIENTATION0_WINDOWSRATIO20%_SKYLIGHTRATIO40%_3Dview.png | WIDTH50_LENGTH60_HIGHT12_ORIENTATION0_WINDOWSRATIO20%_SKYLIGHTRATIO40%.json
30 | 60 | 16 | 315 | 40% | 30% | 7200 | 38 | 8 | 0.9 | 0.225 | 46.4954 | 0.72449 | 47.2199 | WIDTH60_LENGTH60_HIGHT12_ORIENTATION0_WINDOWSRATIO20%_SKYLIGHTRATIO40%_3Dview.png | WIDTH60_LENGTH60_HIGHT12_ORIENTATION0_WINDOWSRATIO20%_SKYLIGHTRATIO40%.json
60 | 30 | 16 | 0 | 10% | 40% | 7200 | 8 | 38 | 0.9 | 0.225 | 45.4403 | 1.1399 | 46.5802 | WIDTH30_LENGTH30_HIGHT16_ORIENTATION0_WINDOWSRATIO20%_SKYLIGHTRATIO40%_3Dview.png | WIDTH30_LENGTH30_HIGHT16_ORIENTATION0_WINDOWSRATIO20%_SKYLIGHTRATIO40%.json
40 | 40 | 16 | 0 | 10% | 40% | 6400 | 18 | 18 | 0.9 | 0.225 | 45.7512 | 1.156 | 46.9072 | WIDTH40_LENGTH30_HIGHT16_ORIENTATION0_WINDOWSRATIO20%_SKYLIGHTRATIO40%_3Dview.png | WIDTH40_LENGTH30_HIGHT16_ORIENTATION0_WINDOWSRATIO20%_SKYLIGHTRATIO40%.json
30 | 60 | 16 | 0 | 10% | 40% | 7200 | 38 | 8 | 0.9 | 0.225 | 45.4259 | 1.2088 | 46.6347 | WIDTH50_LENGTH30_HIGHT16_ORIENTATION0_WINDOWSRATIO20%_SKYLIGHTRATIO40%_3Dview.png | WIDTH50_LENGTH30_HIGHT16_ORIENTATION0_WINDOWSRATIO20%_SKYLIGHTRATIO40%.json
60 | 30 | 16 | 45 | 10% | 40% | 7200 | 8 | 38 | 0.9 | 0.225 | 45.3394 | 1.2309 | 46.5704 | WIDTH60_LENGTH30_HIGHT16_ORIENTATION0_WINDOWSRATIO20%_SKYLIGHTRATIO40%_3Dview.png | WIDTH60_LENGTH30_HIGHT16_ORIENTATION0_WINDOWSRATIO20%_SKYLIGHTRATIO40%.json
40 | 40 | 16 | 45 | 10% | 40% | 6400 | 18 | 18 | 0.9 | 0.225 | 45.6262 | 1.2164 | 46.8427 | WIDTH30_LENGTH40_HIGHT16_ORIENTATION0_WINDOWSRATIO20%_SKYLIGHTRATIO40%_3Dview.png | WIDTH30_LENGTH40_HIGHT16_ORIENTATION0_WINDOWSRATIO20%_SKYLIGHTRATIO40%.json
30 | 60 | 16 | 45 | 10% | 40% | 7200 | 38 | 8 | 0.9 | 0.225 | 47.9699 | 2.5073 | 50.4771 | WIDTH40_LENGTH40_HIGHT16_ORIENTATION0_WINDOWSRATIO20%_SKYLIGHTRATIO40%_3Dview.png | WIDTH40_LENGTH40_HIGHT16_ORIENTATION0_WINDOWSRATIO20%_SKYLIGHTRATIO40%.json
60 | 30 | 16 | 90 | 10% | 40% | 7200 | 8 | 38 | 0.9 | 0.225 | 45.4286 | 1.2072 | 46.6358 | WIDTH50_LENGTH40_HIGHT16_ORIENTATION0_WINDOWSRATIO20%_SKYLIGHTRATIO40%_3Dview.png | WIDTH50_LENGTH40_HIGHT16_ORIENTATION0_WINDOWSRATIO20%_SKYLIGHTRATIO40%.json
40 | 40 | 16 | 90 | 10% | 40% | 6400 | 18 | 18 | 0.9 | 0.225 | 45.7517 | 1.1553 | 46.907 | WIDTH60_LENGTH40_HIGHT16_ORIENTATION0_WINDOWSRATIO20%_SKYLIGHTRATIO40%_3Dview.png | WIDTH60_LENGTH40_HIGHT16_ORIENTATION0_WINDOWSRATIO20%_SKYLIGHTRATIO40%.json
30 | 60 | 16 | 90 | 10% | 40% | 7200 | 38 | 8 | 0.9 | 0.225 | 45.4378 | 1.1413 | 46.5791 | WIDTH30_LENGTH50_HIGHT16_ORIENTATION0_WINDOWSRATIO20%_SKYLIGHTRATIO40%_3Dview.png | WIDTH30_LENGTH50_HIGHT16_ORIENTATION0_WINDOWSRATIO20%_SKYLIGHTRATIO40%.json
60 | 30 | 16 | 135 | 10% | 40% | 7200 | 8 | 38 | 0.9 | 0.225 | 45.3338 | 1.2217 | 46.5555 | WIDTH40_LENGTH50_HIGHT16_ORIENTATION0_WINDOWSRATIO20%_SKYLIGHTRATIO40%_3Dview.png | WIDTH40_LENGTH50_HIGHT16_ORIENTATION0_WINDOWSRATIO20%_SKYLIGHTRATIO40%.json
40 | 40 | 16 | 135 | 10% | 40% | 6400 | 18 | 18 | 0.9 | 0.225 | 45.6235 | 1.22 | 46.8435 | WIDTH50_LENGTH50_HIGHT16_ORIENTATION0_WINDOWSRATIO20%_SKYLIGHTRATIO40%_3Dview.png | WIDTH50_LENGTH50_HIGHT16_ORIENTATION0_WINDOWSRATIO20%_SKYLIGHTRATIO40%.json
30 | 60 | 16 | 135 | 10% | 40% | 7200 | 38 | 8 | 0.9 | 0.225 | 47.9655 | 2.5261 | 50.4916 | WIDTH60_LENGTH50_HIGHT16_ORIENTATION0_WINDOWSRATIO20%_SKYLIGHTRATIO40%_3Dview.png | WIDTH60_LENGTH50_HIGHT16_ORIENTATION0_WINDOWSRATIO20%_SKYLIGHTRATIO40%.json
60 | 30 | 16 | 180 | 10% | 40% | 7200 | 8 | 38 | 0.9 | 0.225 | 45.4403 | 1.1399 | 46.5802 | WIDTH30_LENGTH60_HIGHT16_ORIENTATION0_WINDOWSRATIO20%_SKYLIGHTRATIO40%_3Dview.png | WIDTH30_LENGTH60_HIGHT16_ORIENTATION0_WINDOWSRATIO20%_SKYLIGHTRATIO40%.json
40 | 40 | 16 | 180 | 10% | 40% | 6400 | 18 | 18 | 0.9 | 0.225 | 45.7512 | 1.156 | 46.9072 | WIDTH40_LENGTH60_HIGHT16_ORIENTATION0_WINDOWSRATIO20%_SKYLIGHTRATIO40%_3Dview.png | WIDTH40_LENGTH60_HIGHT16_ORIENTATION0_WINDOWSRATIO20%_SKYLIGHTRATIO40%.json
30 | 60 | 16 | 180 | 10% | 40% | 7200 | 38 | 8 | 0.9 | 0.225 | 45.4259 | 1.2088 | 46.6347 | WIDTH50_LENGTH60_HIGHT16_ORIENTATION0_WINDOWSRATIO20%_SKYLIGHTRATIO40%_3Dview.png | WIDTH50_LENGTH60_HIGHT16_ORIENTATION0_WINDOWSRATIO20%_SKYLIGHTRATIO40%.json
60 | 30 | 16 | 225 | 10% | 40% | 7200 | 8 | 38 | 0.9 | 0.225 | 45.3075 | 1.2455 | 46.553 | WIDTH60_LENGTH60_HIGHT16_ORIENTATION0_WINDOWSRATIO20%_SKYLIGHTRATIO40%_3Dview.png | WIDTH60_LENGTH60_HIGHT16_ORIENTATION0_WINDOWSRATIO20%_SKYLIGHTRATIO40%.json
40 | 40 | 16 | 225 | 10% | 40% | 6400 | 18 | 18 | 0.9 | 0.225 | 45.6518 | 1.2075 | 46.8593 | WIDTH30_LENGTH30_HIGHT8_ORIENTATION45_WINDOWSRATIO20%_SKYLIGHTRATIO40%_3Dview.png | WIDTH30_LENGTH30_HIGHT8_ORIENTATION45_WINDOWSRATIO20%_SKYLIGHTRATIO40%.json
30 | 60 | 16 | 225 | 10% | 40% | 7200 | 38 | 8 | 0.9 | 0.225 | 45.323 | 1.227 | 46.55 | WIDTH40_LENGTH30_HIGHT8_ORIENTATION45_WINDOWSRATIO20%_SKYLIGHTRATIO40%_3Dview.png | WIDTH40_LENGTH30_HIGHT8_ORIENTATION45_WINDOWSRATIO20%_SKYLIGHTRATIO40%.json
60 | 30 | 16 | 270 | 10% | 40% | 7200 | 8 | 38 | 0.9 | 0.225 | 45.4286 | 1.2072 | 46.6358 | WIDTH50_LENGTH30_HIGHT8_ORIENTATION45_WINDOWSRATIO20%_SKYLIGHTRATIO40%_3Dview.png | WIDTH50_LENGTH30_HIGHT8_ORIENTATION45_WINDOWSRATIO20%_SKYLIGHTRATIO40%.json
40 | 40 | 16 | 270 | 10% | 40% | 6400 | 18 | 18 | 0.9 | 0.225 | 45.7517 | 1.1553 | 46.907 | WIDTH60_LENGTH30_HIGHT8_ORIENTATION45_WINDOWSRATIO20%_SKYLIGHTRATIO40%_3Dview.png | WIDTH60_LENGTH30_HIGHT8_ORIENTATION45_WINDOWSRATIO20%_SKYLIGHTRATIO40%.json
30 | 60 | 16 | 270 | 10% | 40% | 7200 | 38 | 8 | 0.9 | 0.225 | 45.4378 | 1.1413 | 46.5791 | WIDTH30_LENGTH40_HIGHT8_ORIENTATION45_WINDOWSRATIO20%_SKYLIGHTRATIO40%_3Dview.png | WIDTH30_LENGTH40_HIGHT8_ORIENTATION45_WINDOWSRATIO20%_SKYLIGHTRATIO40%.json
60 | 30 | 16 | 315 | 10% | 40% | 7200 | 8 | 38 | 0.9 | 0.225 | 45.3098 | 1.2332 | 46.543 | WIDTH40_LENGTH40_HIGHT8_ORIENTATION45_WINDOWSRATIO20%_SKYLIGHTRATIO40%_3Dview.png | WIDTH40_LENGTH40_HIGHT8_ORIENTATION45_WINDOWSRATIO20%_SKYLIGHTRATIO40%.json
40 | 40 | 16 | 315 | 10% | 40% | 6400 | 18 | 18 | 0.9 | 0.225 | 45.6514 | 1.2075 | 46.8589 | WIDTH50_LENGTH40_HIGHT8_ORIENTATION45_WINDOWSRATIO20%_SKYLIGHTRATIO40%_3Dview.png | WIDTH50_LENGTH40_HIGHT8_ORIENTATION45_WINDOWSRATIO20%_SKYLIGHTRATIO40%.json
30 | 60 | 16 | 315 | 10% | 40% | 7200 | 38 | 8 | 0.9 | 0.225 | 45.3102 | 1.245 | 46.5552 | WIDTH60_LENGTH40_HIGHT8_ORIENTATION45_WINDOWSRATIO20%_SKYLIGHTRATIO40%_3Dview.png | WIDTH60_LENGTH40_HIGHT8_ORIENTATION45_WINDOWSRATIO20%_SKYLIGHTRATIO40%.json
60 | 30 | 16 | 0 | 20% | 40% | 7200 | 8 | 38 | 0.9 | 0.225 | 46.379 | 0.91018 | 47.2892 | WIDTH30_LENGTH50_HIGHT8_ORIENTATION45_WINDOWSRATIO20%_SKYLIGHTRATIO40%_3Dview.png | WIDTH30_LENGTH50_HIGHT8_ORIENTATION45_WINDOWSRATIO20%_SKYLIGHTRATIO40%.json
40 | 40 | 16 | 0 | 20% | 40% | 6400 | 18 | 18 | 0.9 | 0.225 | 46.6618 | 0.93047 | 47.5923 | WIDTH40_LENGTH50_HIGHT8_ORIENTATION45_WINDOWSRATIO20%_SKYLIGHTRATIO40%_3Dview.png | WIDTH40_LENGTH50_HIGHT8_ORIENTATION45_WINDOWSRATIO20%_SKYLIGHTRATIO40%.json
30 | 60 | 16 | 0 | 20% | 40% | 7200 | 38 | 8 | 0.9 | 0.225 | 46.3254 | 0.99092 | 47.3163 | WIDTH50_LENGTH50_HIGHT8_ORIENTATION45_WINDOWSRATIO20%_SKYLIGHTRATIO40%_3Dview.png | WIDTH50_LENGTH50_HIGHT8_ORIENTATION45_WINDOWSRATIO20%_SKYLIGHTRATIO40%.json
60 | 30 | 16 | 45 | 20% | 40% | 7200 | 8 | 38 | 0.9 | 0.225 | 46.2378 | 1.0134 | 47.2513 | WIDTH60_LENGTH50_HIGHT8_ORIENTATION45_WINDOWSRATIO20%_SKYLIGHTRATIO40%_3Dview.png | WIDTH60_LENGTH50_HIGHT8_ORIENTATION45_WINDOWSRATIO20%_SKYLIGHTRATIO40%.json
40 | 40 | 16 | 45 | 20% | 40% | 6400 | 18 | 18 | 0.9 | 0.225 | 46.5247 | 0.99455 | 47.5192 | WIDTH30_LENGTH60_HIGHT8_ORIENTATION45_WINDOWSRATIO20%_SKYLIGHTRATIO40%_3Dview.png | WIDTH30_LENGTH60_HIGHT8_ORIENTATION45_WINDOWSRATIO20%_SKYLIGHTRATIO40%.json
30 | 60 | 16 | 45 | 20% | 40% | 7200 | 38 | 8 | 0.9 | 0.225 | 48.9121 | 2.2964 | 51.2086 | WIDTH40_LENGTH60_HIGHT8_ORIENTATION45_WINDOWSRATIO20%_SKYLIGHTRATIO40%_3Dview.png | WIDTH40_LENGTH60_HIGHT8_ORIENTATION45_WINDOWSRATIO20%_SKYLIGHTRATIO40%.json
60 | 30 | 16 | 90 | 20% | 40% | 7200 | 8 | 38 | 0.9 | 0.225 | 46.3278 | 0.98938 | 47.3172 | WIDTH50_LENGTH60_HIGHT8_ORIENTATION45_WINDOWSRATIO20%_SKYLIGHTRATIO40%_3Dview.png | WIDTH50_LENGTH60_HIGHT8_ORIENTATION45_WINDOWSRATIO20%_SKYLIGHTRATIO40%.json
40 | 40 | 16 | 90 | 20% | 40% | 6400 | 18 | 18 | 0.9 | 0.225 | 46.6619 | 0.92991 | 47.5919 | WIDTH60_LENGTH60_HIGHT8_ORIENTATION45_WINDOWSRATIO20%_SKYLIGHTRATIO40%_3Dview.png | WIDTH60_LENGTH60_HIGHT8_ORIENTATION45_WINDOWSRATIO20%_SKYLIGHTRATIO40%.json
30 | 60 | 16 | 90 | 20% | 40% | 7200 | 38 | 8 | 0.9 | 0.225 | 46.3767 | 0.91139 | 47.2881 | WIDTH30_LENGTH30_HIGHT12_ORIENTATION45_WINDOWSRATIO20%_SKYLIGHTRATIO40%_3Dview.png | WIDTH30_LENGTH30_HIGHT12_ORIENTATION45_WINDOWSRATIO20%_SKYLIGHTRATIO40%.json
60 | 30 | 16 | 135 | 20% | 40% | 7200 | 8 | 38 | 0.9 | 0.225 | 46.2337 | 1.0034 | 47.2371 | WIDTH40_LENGTH30_HIGHT12_ORIENTATION45_WINDOWSRATIO20%_SKYLIGHTRATIO40%_3Dview.png | WIDTH40_LENGTH30_HIGHT12_ORIENTATION45_WINDOWSRATIO20%_SKYLIGHTRATIO40%.json
40 | 40 | 16 | 135 | 20% | 40% | 6400 | 18 | 18 | 0.9 | 0.225 | 46.5177 | 0.99996 | 47.5176 | WIDTH50_LENGTH30_HIGHT12_ORIENTATION45_WINDOWSRATIO20%_SKYLIGHTRATIO40%_3Dview.png | WIDTH50_LENGTH30_HIGHT12_ORIENTATION45_WINDOWSRATIO20%_SKYLIGHTRATIO40%.json
30 | 60 | 16 | 135 | 20% | 40% | 7200 | 38 | 8 | 0.9 | 0.225 | 48.9269 | 2.3097 | 51.2366 | WIDTH60_LENGTH30_HIGHT12_ORIENTATION45_WINDOWSRATIO20%_SKYLIGHTRATIO40%_3Dview.png | WIDTH60_LENGTH30_HIGHT12_ORIENTATION45_WINDOWSRATIO20%_SKYLIGHTRATIO40%.json
60 | 30 | 16 | 180 | 20% | 40% | 7200 | 8 | 38 | 0.9 | 0.225 | 46.379 | 0.91018 | 47.2892 | WIDTH30_LENGTH40_HIGHT12_ORIENTATION45_WINDOWSRATIO20%_SKYLIGHTRATIO40%_3Dview.png | WIDTH30_LENGTH40_HIGHT12_ORIENTATION45_WINDOWSRATIO20%_SKYLIGHTRATIO40%.json
40 | 40 | 16 | 180 | 20% | 40% | 6400 | 18 | 18 | 0.9 | 0.225 | 46.6618 | 0.93047 | 47.5923 | WIDTH40_LENGTH40_HIGHT12_ORIENTATION45_WINDOWSRATIO20%_SKYLIGHTRATIO40%_3Dview.png | WIDTH40_LENGTH40_HIGHT12_ORIENTATION45_WINDOWSRATIO20%_SKYLIGHTRATIO40%.json
30 | 60 | 16 | 180 | 20% | 40% | 7200 | 38 | 8 | 0.9 | 0.225 | 46.3254 | 0.99092 | 47.3163 | WIDTH50_LENGTH40_HIGHT12_ORIENTATION45_WINDOWSRATIO20%_SKYLIGHTRATIO40%_3Dview.png | WIDTH50_LENGTH40_HIGHT12_ORIENTATION45_WINDOWSRATIO20%_SKYLIGHTRATIO40%.json
60 | 30 | 16 | 225 | 20% | 40% | 7200 | 8 | 38 | 0.9 | 0.225 | 46.2134 | 1.0217 | 47.2351 | WIDTH60_LENGTH40_HIGHT12_ORIENTATION45_WINDOWSRATIO20%_SKYLIGHTRATIO40%_3Dview.png | WIDTH60_LENGTH40_HIGHT12_ORIENTATION45_WINDOWSRATIO20%_SKYLIGHTRATIO40%.json
40 | 40 | 16 | 225 | 20% | 40% | 6400 | 18 | 18 | 0.9 | 0.225 | 46.5465 | 0.98563 | 47.5321 | WIDTH30_LENGTH50_HIGHT12_ORIENTATION45_WINDOWSRATIO20%_SKYLIGHTRATIO40%_3Dview.png | WIDTH30_LENGTH50_HIGHT12_ORIENTATION45_WINDOWSRATIO20%_SKYLIGHTRATIO40%.json
30 | 60 | 16 | 225 | 20% | 40% | 7200 | 38 | 8 | 0.9 | 0.225 | 46.2284 | 1.0059 | 47.2342 | WIDTH40_LENGTH50_HIGHT12_ORIENTATION45_WINDOWSRATIO20%_SKYLIGHTRATIO40%_3Dview.png | WIDTH40_LENGTH50_HIGHT12_ORIENTATION45_WINDOWSRATIO20%_SKYLIGHTRATIO40%.json
60 | 30 | 16 | 270 | 20% | 40% | 7200 | 8 | 38 | 0.9 | 0.225 | 46.3278 | 0.98938 | 47.3172 | WIDTH50_LENGTH50_HIGHT12_ORIENTATION45_WINDOWSRATIO20%_SKYLIGHTRATIO40%_3Dview.png | WIDTH50_LENGTH50_HIGHT12_ORIENTATION45_WINDOWSRATIO20%_SKYLIGHTRATIO40%.json
40 | 40 | 16 | 270 | 20% | 40% | 6400 | 18 | 18 | 0.9 | 0.225 | 46.6619 | 0.92991 | 47.5919 | WIDTH60_LENGTH50_HIGHT12_ORIENTATION45_WINDOWSRATIO20%_SKYLIGHTRATIO40%_3Dview.png | WIDTH60_LENGTH50_HIGHT12_ORIENTATION45_WINDOWSRATIO20%_SKYLIGHTRATIO40%.json
30 | 60 | 16 | 270 | 20% | 40% | 7200 | 38 | 8 | 0.9 | 0.225 | 46.3767 | 0.91139 | 47.2881 | WIDTH30_LENGTH60_HIGHT12_ORIENTATION45_WINDOWSRATIO20%_SKYLIGHTRATIO40%_3Dview.png | WIDTH30_LENGTH60_HIGHT12_ORIENTATION45_WINDOWSRATIO20%_SKYLIGHTRATIO40%.json
60 | 30 | 16 | 315 | 20% | 40% | 7200 | 8 | 38 | 0.9 | 0.225 | 46.2168 | 1.0103 | 47.227 | WIDTH40_LENGTH60_HIGHT12_ORIENTATION45_WINDOWSRATIO20%_SKYLIGHTRATIO40%_3Dview.png | WIDTH40_LENGTH60_HIGHT12_ORIENTATION45_WINDOWSRATIO20%_SKYLIGHTRATIO40%.json
40 | 40 | 16 | 315 | 20% | 40% | 6400 | 18 | 18 | 0.9 | 0.225 | 46.5457 | 0.98506 | 47.5307 | WIDTH50_LENGTH60_HIGHT12_ORIENTATION45_WINDOWSRATIO20%_SKYLIGHTRATIO40%_3Dview.png | WIDTH50_LENGTH60_HIGHT12_ORIENTATION45_WINDOWSRATIO20%_SKYLIGHTRATIO40%.json
30 | 60 | 16 | 315 | 20% | 40% | 7200 | 38 | 8 | 0.9 | 0.225 | 46.2153 | 1.0213 | 47.2367 | WIDTH60_LENGTH60_HIGHT12_ORIENTATION45_WINDOWSRATIO20%_SKYLIGHTRATIO40%_3Dview.png | WIDTH60_LENGTH60_HIGHT12_ORIENTATION45_WINDOWSRATIO20%_SKYLIGHTRATIO40%.json
60 | 30 | 16 | 0 | 30% | 40% | 7200 | 8 | 38 | 0.9 | 0.225 | 47.1044 | 0.72656 | 47.8309 | WIDTH30_LENGTH30_HIGHT16_ORIENTATION45_WINDOWSRATIO20%_SKYLIGHTRATIO40%_3Dview.png | WIDTH30_LENGTH30_HIGHT16_ORIENTATION45_WINDOWSRATIO20%_SKYLIGHTRATIO40%.json
40 | 40 | 16 | 0 | 30% | 40% | 6400 | 18 | 18 | 0.9 | 0.225 | 47.3424 | 0.75364 | 48.096 | WIDTH40_LENGTH30_HIGHT16_ORIENTATION45_WINDOWSRATIO20%_SKYLIGHTRATIO40%_3Dview.png | WIDTH40_LENGTH30_HIGHT16_ORIENTATION45_WINDOWSRATIO20%_SKYLIGHTRATIO40%.json
30 | 60 | 16 | 0 | 30% | 40% | 7200 | 38 | 8 | 0.9 | 0.225 | 47.0024 | 0.81725 | 47.8196 | WIDTH50_LENGTH30_HIGHT16_ORIENTATION45_WINDOWSRATIO20%_SKYLIGHTRATIO40%_3Dview.png | WIDTH50_LENGTH30_HIGHT16_ORIENTATION45_WINDOWSRATIO20%_SKYLIGHTRATIO40%.json
60 | 30 | 16 | 45 | 30% | 40% | 7200 | 8 | 38 | 0.9 | 0.225 | 46.9233 | 0.83916 | 47.7624 | WIDTH60_LENGTH30_HIGHT16_ORIENTATION45_WINDOWSRATIO20%_SKYLIGHTRATIO40%_3Dview.png | WIDTH60_LENGTH30_HIGHT16_ORIENTATION45_WINDOWSRATIO20%_SKYLIGHTRATIO40%.json
40 | 40 | 16 | 45 | 30% | 40% | 6400 | 18 | 18 | 0.9 | 0.225 | 47.2038 | 0.8218 | 48.0256 | WIDTH30_LENGTH40_HIGHT16_ORIENTATION45_WINDOWSRATIO20%_SKYLIGHTRATIO40%_3Dview.png | WIDTH30_LENGTH40_HIGHT16_ORIENTATION45_WINDOWSRATIO20%_SKYLIGHTRATIO40%.json
30 | 60 | 16 | 45 | 30% | 40% | 7200 | 38 | 8 | 0.9 | 0.225 | 49.6947 | 2.1232 | 51.8179 | WIDTH40_LENGTH40_HIGHT16_ORIENTATION45_WINDOWSRATIO20%_SKYLIGHTRATIO40%_3Dview.png | WIDTH40_LENGTH40_HIGHT16_ORIENTATION45_WINDOWSRATIO20%_SKYLIGHTRATIO40%.json
60 | 30 | 16 | 90 | 30% | 40% | 7200 | 8 | 38 | 0.9 | 0.225 | 47.0043 | 0.816 | 47.8203 | WIDTH50_LENGTH40_HIGHT16_ORIENTATION45_WINDOWSRATIO20%_SKYLIGHTRATIO40%_3Dview.png | WIDTH50_LENGTH40_HIGHT16_ORIENTATION45_WINDOWSRATIO20%_SKYLIGHTRATIO40%.json
40 | 40 | 16 | 90 | 30% | 40% | 6400 | 18 | 18 | 0.9 | 0.225 | 47.343 | 0.7521 | 48.0951 | WIDTH60_LENGTH40_HIGHT16_ORIENTATION45_WINDOWSRATIO20%_SKYLIGHTRATIO40%_3Dview.png | WIDTH60_LENGTH40_HIGHT16_ORIENTATION45_WINDOWSRATIO20%_SKYLIGHTRATIO40%.json
30 | 60 | 16 | 90 | 30% | 40% | 7200 | 38 | 8 | 0.9 | 0.225 | 47.1026 | 0.72762 | 47.8302 | WIDTH30_LENGTH50_HIGHT16_ORIENTATION45_WINDOWSRATIO20%_SKYLIGHTRATIO40%_3Dview.png | WIDTH30_LENGTH50_HIGHT16_ORIENTATION45_WINDOWSRATIO20%_SKYLIGHTRATIO40%.json
60 | 30 | 16 | 135 | 30% | 40% | 7200 | 8 | 38 | 0.9 | 0.225 | 46.9335 | 0.82899 | 47.7625 | WIDTH40_LENGTH50_HIGHT16_ORIENTATION45_WINDOWSRATIO20%_SKYLIGHTRATIO40%_3Dview.png | WIDTH40_LENGTH50_HIGHT16_ORIENTATION45_WINDOWSRATIO20%_SKYLIGHTRATIO40%.json
40 | 40 | 16 | 135 | 30% | 40% | 6400 | 18 | 18 | 0.9 | 0.225 | 47.1976 | 0.82377 | 48.0214 | WIDTH50_LENGTH50_HIGHT16_ORIENTATION45_WINDOWSRATIO20%_SKYLIGHTRATIO40%_3Dview.png | WIDTH50_LENGTH50_HIGHT16_ORIENTATION45_WINDOWSRATIO20%_SKYLIGHTRATIO40%.json
30 | 60 | 16 | 135 | 30% | 40% | 7200 | 38 | 8 | 0.9 | 0.225 | 49.7252 | 2.1305 | 51.8557 | WIDTH60_LENGTH50_HIGHT16_ORIENTATION45_WINDOWSRATIO20%_SKYLIGHTRATIO40%_3Dview.png | WIDTH60_LENGTH50_HIGHT16_ORIENTATION45_WINDOWSRATIO20%_SKYLIGHTRATIO40%.json
60 | 30 | 16 | 180 | 30% | 40% | 7200 | 8 | 38 | 0.9 | 0.225 | 47.1044 | 0.72656 | 47.8309 | WIDTH30_LENGTH60_HIGHT16_ORIENTATION45_WINDOWSRATIO20%_SKYLIGHTRATIO40%_3Dview.png | WIDTH30_LENGTH60_HIGHT16_ORIENTATION45_WINDOWSRATIO20%_SKYLIGHTRATIO40%.json
40 | 40 | 16 | 180 | 30% | 40% | 6400 | 18 | 18 | 0.9 | 0.225 | 47.3424 | 0.75364 | 48.096 | WIDTH40_LENGTH60_HIGHT16_ORIENTATION45_WINDOWSRATIO20%_SKYLIGHTRATIO40%_3Dview.png | WIDTH40_LENGTH60_HIGHT16_ORIENTATION45_WINDOWSRATIO20%_SKYLIGHTRATIO40%.json
30 | 60 | 16 | 180 | 30% | 40% | 7200 | 38 | 8 | 0.9 | 0.225 | 47.0024 | 0.81725 | 47.8196 | WIDTH50_LENGTH60_HIGHT16_ORIENTATION45_WINDOWSRATIO20%_SKYLIGHTRATIO40%_3Dview.png | WIDTH50_LENGTH60_HIGHT16_ORIENTATION45_WINDOWSRATIO20%_SKYLIGHTRATIO40%.json
60 | 30 | 16 | 225 | 30% | 40% | 7200 | 8 | 38 | 0.9 | 0.225 | 46.9042 | 0.84661 | 47.7508 | WIDTH60_LENGTH60_HIGHT16_ORIENTATION45_WINDOWSRATIO20%_SKYLIGHTRATIO40%_3Dview.png | WIDTH60_LENGTH60_HIGHT16_ORIENTATION45_WINDOWSRATIO20%_SKYLIGHTRATIO40%.json
40 | 40 | 16 | 225 | 30% | 40% | 6400 | 18 | 18 | 0.9 | 0.225 | 47.2205 | 0.81361 | 48.0341 | WIDTH30_LENGTH30_HIGHT8_ORIENTATION90_WINDOWSRATIO20%_SKYLIGHTRATIO40%_3Dview.png | WIDTH30_LENGTH30_HIGHT8_ORIENTATION90_WINDOWSRATIO20%_SKYLIGHTRATIO40%.json
30 | 60 | 16 | 225 | 30% | 40% | 7200 | 38 | 8 | 0.9 | 0.225 | 46.9287 | 0.83117 | 47.7599 | WIDTH40_LENGTH30_HIGHT8_ORIENTATION90_WINDOWSRATIO20%_SKYLIGHTRATIO40%_3Dview.png | WIDTH40_LENGTH30_HIGHT8_ORIENTATION90_WINDOWSRATIO20%_SKYLIGHTRATIO40%.json
60 | 30 | 16 | 270 | 30% | 40% | 7200 | 8 | 38 | 0.9 | 0.225 | 47.0043 | 0.816 | 47.8203 | WIDTH50_LENGTH30_HIGHT8_ORIENTATION90_WINDOWSRATIO20%_SKYLIGHTRATIO40%_3Dview.png | WIDTH50_LENGTH30_HIGHT8_ORIENTATION90_WINDOWSRATIO20%_SKYLIGHTRATIO40%.json
40 | 40 | 16 | 270 | 30% | 40% | 6400 | 18 | 18 | 0.9 | 0.225 | 47.343 | 0.7521 | 48.0951 | WIDTH60_LENGTH30_HIGHT8_ORIENTATION90_WINDOWSRATIO20%_SKYLIGHTRATIO40%_3Dview.png | WIDTH60_LENGTH30_HIGHT8_ORIENTATION90_WINDOWSRATIO20%_SKYLIGHTRATIO40%.json
30 | 60 | 16 | 270 | 30% | 40% | 7200 | 38 | 8 | 0.9 | 0.225 | 47.1026 | 0.72762 | 47.8302 | WIDTH30_LENGTH40_HIGHT8_ORIENTATION90_WINDOWSRATIO20%_SKYLIGHTRATIO40%_3Dview.png | WIDTH30_LENGTH40_HIGHT8_ORIENTATION90_WINDOWSRATIO20%_SKYLIGHTRATIO40%.json
60 | 30 | 16 | 315 | 30% | 40% | 7200 | 8 | 38 | 0.9 | 0.225 | 46.9193 | 0.83519 | 47.7545 | WIDTH40_LENGTH40_HIGHT8_ORIENTATION90_WINDOWSRATIO20%_SKYLIGHTRATIO40%_3Dview.png | WIDTH40_LENGTH40_HIGHT8_ORIENTATION90_WINDOWSRATIO20%_SKYLIGHTRATIO40%.json
40 | 40 | 16 | 315 | 30% | 40% | 6400 | 18 | 18 | 0.9 | 0.225 | 47.2204 | 0.81397 | 48.0343 | WIDTH50_LENGTH40_HIGHT8_ORIENTATION90_WINDOWSRATIO20%_SKYLIGHTRATIO40%_3Dview.png | WIDTH50_LENGTH40_HIGHT8_ORIENTATION90_WINDOWSRATIO20%_SKYLIGHTRATIO40%.json
30 | 60 | 16 | 315 | 30% | 40% | 7200 | 38 | 8 | 0.9 | 0.225 | 46.9056 | 0.84618 | 47.7518 | WIDTH60_LENGTH40_HIGHT8_ORIENTATION90_WINDOWSRATIO20%_SKYLIGHTRATIO40%_3Dview.png | WIDTH60_LENGTH40_HIGHT8_ORIENTATION90_WINDOWSRATIO20%_SKYLIGHTRATIO40%.json
60 | 30 | 16 | 0 | 40% | 40% | 7200 | 8 | 38 | 0.9 | 0.225 | 47.6566 | 0.58619 | 48.2428 | WIDTH30_LENGTH50_HIGHT8_ORIENTATION90_WINDOWSRATIO20%_SKYLIGHTRATIO40%_3Dview.png | WIDTH30_LENGTH50_HIGHT8_ORIENTATION90_WINDOWSRATIO20%_SKYLIGHTRATIO40%.json
40 | 40 | 16 | 0 | 40% | 40% | 6400 | 18 | 18 | 0.9 | 0.225 | 47.8464 | 0.61948 | 48.4659 | WIDTH40_LENGTH50_HIGHT8_ORIENTATION90_WINDOWSRATIO20%_SKYLIGHTRATIO40%_3Dview.png | WIDTH40_LENGTH50_HIGHT8_ORIENTATION90_WINDOWSRATIO20%_SKYLIGHTRATIO40%.json
30 | 60 | 16 | 0 | 40% | 40% | 7200 | 38 | 8 | 0.9 | 0.225 | 47.5021 | 0.67743 | 48.1795 | WIDTH50_LENGTH50_HIGHT8_ORIENTATION90_WINDOWSRATIO20%_SKYLIGHTRATIO40%_3Dview.png | WIDTH50_LENGTH50_HIGHT8_ORIENTATION90_WINDOWSRATIO20%_SKYLIGHTRATIO40%.json
60 | 30 | 16 | 45 | 40% | 40% | 7200 | 8 | 38 | 0.9 | 0.225 | 47.4376 | 0.69739 | 48.135 | WIDTH60_LENGTH50_HIGHT8_ORIENTATION90_WINDOWSRATIO20%_SKYLIGHTRATIO40%_3Dview.png | WIDTH60_LENGTH50_HIGHT8_ORIENTATION90_WINDOWSRATIO20%_SKYLIGHTRATIO40%.json
40 | 40 | 16 | 45 | 40% | 40% | 6400 | 18 | 18 | 0.9 | 0.225 | 47.7084 | 0.6837 | 48.3921 | WIDTH30_LENGTH60_HIGHT8_ORIENTATION90_WINDOWSRATIO20%_SKYLIGHTRATIO40%_3Dview.png | WIDTH30_LENGTH60_HIGHT8_ORIENTATION90_WINDOWSRATIO20%_SKYLIGHTRATIO40%.json
30 | 60 | 16 | 45 | 40% | 40% | 7200 | 38 | 8 | 0.9 | 0.225 | 50.3544 | 1.9782 | 52.3326 | WIDTH40_LENGTH60_HIGHT8_ORIENTATION90_WINDOWSRATIO20%_SKYLIGHTRATIO40%_3Dview.png | WIDTH40_LENGTH60_HIGHT8_ORIENTATION90_WINDOWSRATIO20%_SKYLIGHTRATIO40%.json
60 | 30 | 16 | 90 | 40% | 40% | 7200 | 8 | 38 | 0.9 | 0.225 | 47.5038 | 0.67625 | 48.1801 | WIDTH50_LENGTH60_HIGHT8_ORIENTATION90_WINDOWSRATIO20%_SKYLIGHTRATIO40%_3Dview.png | WIDTH50_LENGTH60_HIGHT8_ORIENTATION90_WINDOWSRATIO20%_SKYLIGHTRATIO40%.json
40 | 40 | 16 | 90 | 40% | 40% | 6400 | 18 | 18 | 0.9 | 0.225 | 47.8472 | 0.6189 | 48.4661 | WIDTH60_LENGTH60_HIGHT8_ORIENTATION90_WINDOWSRATIO20%_SKYLIGHTRATIO40%_3Dview.png | WIDTH60_LENGTH60_HIGHT8_ORIENTATION90_WINDOWSRATIO20%_SKYLIGHTRATIO40%.json
30 | 60 | 16 | 90 | 40% | 40% | 7200 | 38 | 8 | 0.9 | 0.225 | 47.6551 | 0.58712 | 48.2422 | WIDTH30_LENGTH30_HIGHT12_ORIENTATION90_WINDOWSRATIO20%_SKYLIGHTRATIO40%_3Dview.png | WIDTH30_LENGTH30_HIGHT12_ORIENTATION90_WINDOWSRATIO20%_SKYLIGHTRATIO40%.json
60 | 30 | 16 | 135 | 40% | 40% | 7200 | 8 | 38 | 0.9 | 0.225 | 47.4636 | 0.68983 | 48.1534 | WIDTH40_LENGTH30_HIGHT12_ORIENTATION90_WINDOWSRATIO20%_SKYLIGHTRATIO40%_3Dview.png | WIDTH40_LENGTH30_HIGHT12_ORIENTATION90_WINDOWSRATIO20%_SKYLIGHTRATIO40%.json
40 | 40 | 16 | 135 | 40% | 40% | 6400 | 18 | 18 | 0.9 | 0.225 | 47.7038 | 0.68789 | 48.3917 | WIDTH50_LENGTH30_HIGHT12_ORIENTATION90_WINDOWSRATIO20%_SKYLIGHTRATIO40%_3Dview.png | WIDTH50_LENGTH30_HIGHT12_ORIENTATION90_WINDOWSRATIO20%_SKYLIGHTRATIO40%.json
30 | 60 | 16 | 135 | 40% | 40% | 7200 | 38 | 8 | 0.9 | 0.225 | 50.3952 | 1.9809 | 52.376 | WIDTH60_LENGTH30_HIGHT12_ORIENTATION90_WINDOWSRATIO20%_SKYLIGHTRATIO40%_3Dview.png | WIDTH60_LENGTH30_HIGHT12_ORIENTATION90_WINDOWSRATIO20%_SKYLIGHTRATIO40%.json
60 | 30 | 16 | 180 | 40% | 40% | 7200 | 8 | 38 | 0.9 | 0.225 | 47.6566 | 0.58619 | 48.2428 | WIDTH30_LENGTH40_HIGHT12_ORIENTATION90_WINDOWSRATIO20%_SKYLIGHTRATIO40%_3Dview.png | WIDTH30_LENGTH40_HIGHT12_ORIENTATION90_WINDOWSRATIO20%_SKYLIGHTRATIO40%.json
40 | 40 | 16 | 180 | 40% | 40% | 6400 | 18 | 18 | 0.9 | 0.225 | 47.8464 | 0.61948 | 48.4659 | WIDTH40_LENGTH40_HIGHT12_ORIENTATION90_WINDOWSRATIO20%_SKYLIGHTRATIO40%_3Dview.png | WIDTH40_LENGTH40_HIGHT12_ORIENTATION90_WINDOWSRATIO20%_SKYLIGHTRATIO40%.json
30 | 60 | 16 | 180 | 40% | 40% | 7200 | 38 | 8 | 0.9 | 0.225 | 47.5021 | 0.67743 | 48.1795 | WIDTH50_LENGTH40_HIGHT12_ORIENTATION90_WINDOWSRATIO20%_SKYLIGHTRATIO40%_3Dview.png | WIDTH50_LENGTH40_HIGHT12_ORIENTATION90_WINDOWSRATIO20%_SKYLIGHTRATIO40%.json
60 | 30 | 16 | 225 | 40% | 40% | 7200 | 8 | 38 | 0.9 | 0.225 | 47.4218 | 0.70393 | 48.1257 | WIDTH60_LENGTH40_HIGHT12_ORIENTATION90_WINDOWSRATIO20%_SKYLIGHTRATIO40%_3Dview.png | WIDTH60_LENGTH40_HIGHT12_ORIENTATION90_WINDOWSRATIO20%_SKYLIGHTRATIO40%.json
40 | 40 | 16 | 225 | 40% | 40% | 6400 | 18 | 18 | 0.9 | 0.225 | 47.7228 | 0.67708 | 48.3999 | WIDTH30_LENGTH50_HIGHT12_ORIENTATION90_WINDOWSRATIO20%_SKYLIGHTRATIO40%_3Dview.png | WIDTH30_LENGTH50_HIGHT12_ORIENTATION90_WINDOWSRATIO20%_SKYLIGHTRATIO40%.json
30 | 60 | 16 | 225 | 40% | 40% | 7200 | 38 | 8 | 0.9 | 0.225 | 47.4597 | 0.6918 | 48.1515 | WIDTH40_LENGTH50_HIGHT12_ORIENTATION90_WINDOWSRATIO20%_SKYLIGHTRATIO40%_3Dview.png | WIDTH40_LENGTH50_HIGHT12_ORIENTATION90_WINDOWSRATIO20%_SKYLIGHTRATIO40%.json
60 | 30 | 16 | 270 | 40% | 40% | 7200 | 8 | 38 | 0.9 | 0.225 | 47.5038 | 0.67625 | 48.1801 | WIDTH50_LENGTH50_HIGHT12_ORIENTATION90_WINDOWSRATIO20%_SKYLIGHTRATIO40%_3Dview.png | WIDTH50_LENGTH50_HIGHT12_ORIENTATION90_WINDOWSRATIO20%_SKYLIGHTRATIO40%.json
40 | 40 | 16 | 270 | 40% | 40% | 6400 | 18 | 18 | 0.9 | 0.225 | 47.8472 | 0.6189 | 48.4661 | WIDTH60_LENGTH50_HIGHT12_ORIENTATION90_WINDOWSRATIO20%_SKYLIGHTRATIO40%_3Dview.png | WIDTH60_LENGTH50_HIGHT12_ORIENTATION90_WINDOWSRATIO20%_SKYLIGHTRATIO40%.json
30 | 60 | 16 | 270 | 40% | 40% | 7200 | 38 | 8 | 0.9 | 0.225 | 47.6551 | 0.58712 | 48.2422 | WIDTH30_LENGTH60_HIGHT12_ORIENTATION90_WINDOWSRATIO20%_SKYLIGHTRATIO40%_3Dview.png | WIDTH30_LENGTH60_HIGHT12_ORIENTATION90_WINDOWSRATIO20%_SKYLIGHTRATIO40%.json
60 | 30 | 16 | 315 | 40% | 40% | 7200 | 8 | 38 | 0.9 | 0.225 | 47.4523 | 0.69521 | 48.1475 | WIDTH40_LENGTH60_HIGHT12_ORIENTATION90_WINDOWSRATIO20%_SKYLIGHTRATIO40%_3Dview.png | WIDTH40_LENGTH60_HIGHT12_ORIENTATION90_WINDOWSRATIO20%_SKYLIGHTRATIO40%.json
40 | 40 | 16 | 315 | 40% | 40% | 6400 | 18 | 18 | 0.9 | 0.225 | 47.722 | 0.67746 | 48.3995 | WIDTH50_LENGTH60_HIGHT12_ORIENTATION90_WINDOWSRATIO20%_SKYLIGHTRATIO40%_3Dview.png | WIDTH50_LENGTH60_HIGHT12_ORIENTATION90_WINDOWSRATIO20%_SKYLIGHTRATIO40%.json
30 | 60 | 16 | 315 | 40% | 40% | 7200 | 38 | 8 | 0.9 | 0.225 | 47.4228 | 0.70355 | 48.1264 | WIDTH60_LENGTH60_HIGHT12_ORIENTATION90_WINDOWSRATIO20%_SKYLIGHTRATIO40%_3Dview.png | WIDTH60_LENGTH60_HIGHT12_ORIENTATION90_WINDOWSRATIO20%_SKYLIGHTRATIO40%.json
50 | 40 | 16 | 0 | 10% | 10% | 8000 | 18 | 28 | 0.86 | 0.215 | 44.173 | 1.2656 | 45.4386 | WIDTH30_LENGTH30_HIGHT16_ORIENTATION90_WINDOWSRATIO20%_SKYLIGHTRATIO40%_3Dview.png | WIDTH30_LENGTH30_HIGHT16_ORIENTATION90_WINDOWSRATIO20%_SKYLIGHTRATIO40%.json
40 | 50 | 16 | 0 | 10% | 10% | 8000 | 28 | 18 | 0.86 | 0.215 | 44.1709 | 1.2873 | 45.4582 | WIDTH40_LENGTH30_HIGHT16_ORIENTATION90_WINDOWSRATIO20%_SKYLIGHTRATIO40%_3Dview.png | WIDTH40_LENGTH30_HIGHT16_ORIENTATION90_WINDOWSRATIO20%_SKYLIGHTRATIO40%.json
50 | 40 | 16 | 45 | 10% | 10% | 8000 | 18 | 28 | 0.86 | 0.215 | 44.071 | 1.3291 | 45.4001 | WIDTH50_LENGTH30_HIGHT16_ORIENTATION90_WINDOWSRATIO20%_SKYLIGHTRATIO40%_3Dview.png | WIDTH50_LENGTH30_HIGHT16_ORIENTATION90_WINDOWSRATIO20%_SKYLIGHTRATIO40%.json
40 | 50 | 16 | 45 | 10% | 10% | 8000 | 28 | 18 | 0.86 | 0.215 | 44.0739 | 1.3248 | 45.3987 | WIDTH60_LENGTH30_HIGHT16_ORIENTATION90_WINDOWSRATIO20%_SKYLIGHTRATIO40%_3Dview.png | WIDTH60_LENGTH30_HIGHT16_ORIENTATION90_WINDOWSRATIO20%_SKYLIGHTRATIO40%.json
50 | 40 | 16 | 90 | 10% | 10% | 8000 | 18 | 28 | 0.86 | 0.215 | 44.1702 | 1.2868 | 45.457 | WIDTH30_LENGTH40_HIGHT16_ORIENTATION90_WINDOWSRATIO20%_SKYLIGHTRATIO40%_3Dview.png | WIDTH30_LENGTH40_HIGHT16_ORIENTATION90_WINDOWSRATIO20%_SKYLIGHTRATIO40%.json
40 | 50 | 16 | 90 | 10% | 10% | 8000 | 28 | 18 | 0.86 | 0.215 | 44.1729 | 1.2646 | 45.4375 | WIDTH40_LENGTH40_HIGHT16_ORIENTATION90_WINDOWSRATIO20%_SKYLIGHTRATIO40%_3Dview.png | WIDTH40_LENGTH40_HIGHT16_ORIENTATION90_WINDOWSRATIO20%_SKYLIGHTRATIO40%.json
50 | 40 | 16 | 135 | 10% | 10% | 8000 | 18 | 28 | 0.86 | 0.215 | 44.0764 | 1.3238 | 45.4002 | WIDTH50_LENGTH40_HIGHT16_ORIENTATION90_WINDOWSRATIO20%_SKYLIGHTRATIO40%_3Dview.png | WIDTH50_LENGTH40_HIGHT16_ORIENTATION90_WINDOWSRATIO20%_SKYLIGHTRATIO40%.json
40 | 50 | 16 | 135 | 10% | 10% | 8000 | 28 | 18 | 0.86 | 0.215 | 44.0753 | 1.3283 | 45.4037 | WIDTH60_LENGTH40_HIGHT16_ORIENTATION90_WINDOWSRATIO20%_SKYLIGHTRATIO40%_3Dview.png | WIDTH60_LENGTH40_HIGHT16_ORIENTATION90_WINDOWSRATIO20%_SKYLIGHTRATIO40%.json
50 | 40 | 16 | 180 | 10% | 10% | 8000 | 18 | 28 | 0.86 | 0.215 | 44.173 | 1.2656 | 45.4386 | WIDTH30_LENGTH50_HIGHT16_ORIENTATION90_WINDOWSRATIO20%_SKYLIGHTRATIO40%_3Dview.png | WIDTH30_LENGTH50_HIGHT16_ORIENTATION90_WINDOWSRATIO20%_SKYLIGHTRATIO40%.json
40 | 50 | 16 | 180 | 10% | 10% | 8000 | 28 | 18 | 0.86 | 0.215 | 44.1709 | 1.2873 | 45.4582 | WIDTH40_LENGTH50_HIGHT16_ORIENTATION90_WINDOWSRATIO20%_SKYLIGHTRATIO40%_3Dview.png | WIDTH40_LENGTH50_HIGHT16_ORIENTATION90_WINDOWSRATIO20%_SKYLIGHTRATIO40%.json
50 | 40 | 16 | 225 | 10% | 10% | 8000 | 18 | 28 | 0.86 | 0.215 | 44.0779 | 1.3269 | 45.4048 | WIDTH50_LENGTH50_HIGHT16_ORIENTATION90_WINDOWSRATIO20%_SKYLIGHTRATIO40%_3Dview.png | WIDTH50_LENGTH50_HIGHT16_ORIENTATION90_WINDOWSRATIO20%_SKYLIGHTRATIO40%.json
40 | 50 | 16 | 225 | 10% | 10% | 8000 | 28 | 18 | 0.86 | 0.215 | 44.0761 | 1.3241 | 45.4002 | WIDTH60_LENGTH50_HIGHT16_ORIENTATION90_WINDOWSRATIO20%_SKYLIGHTRATIO40%_3Dview.png | WIDTH60_LENGTH50_HIGHT16_ORIENTATION90_WINDOWSRATIO20%_SKYLIGHTRATIO40%.json
50 | 40 | 16 | 270 | 10% | 10% | 8000 | 18 | 28 | 0.86 | 0.215 | 44.1702 | 1.2868 | 45.457 | WIDTH30_LENGTH60_HIGHT16_ORIENTATION90_WINDOWSRATIO20%_SKYLIGHTRATIO40%_3Dview.png | WIDTH30_LENGTH60_HIGHT16_ORIENTATION90_WINDOWSRATIO20%_SKYLIGHTRATIO40%.json
40 | 50 | 16 | 270 | 10% | 10% | 8000 | 28 | 18 | 0.86 | 0.215 | 44.1729 | 1.2646 | 45.4375 | WIDTH40_LENGTH60_HIGHT16_ORIENTATION90_WINDOWSRATIO20%_SKYLIGHTRATIO40%_3Dview.png | WIDTH40_LENGTH60_HIGHT16_ORIENTATION90_WINDOWSRATIO20%_SKYLIGHTRATIO40%.json
50 | 40 | 16 | 315 | 10% | 10% | 8000 | 18 | 28 | 0.86 | 0.215 | 44.0751 | 1.3241 | 45.3992 | WIDTH50_LENGTH60_HIGHT16_ORIENTATION90_WINDOWSRATIO20%_SKYLIGHTRATIO40%_3Dview.png | WIDTH50_LENGTH60_HIGHT16_ORIENTATION90_WINDOWSRATIO20%_SKYLIGHTRATIO40%.json
40 | 50 | 16 | 315 | 10% | 10% | 8000 | 28 | 18 | 0.86 | 0.215 | 44.076 | 1.3276 | 45.4037 | WIDTH60_LENGTH60_HIGHT16_ORIENTATION90_WINDOWSRATIO20%_SKYLIGHTRATIO40%_3Dview.png | WIDTH60_LENGTH60_HIGHT16_ORIENTATION90_WINDOWSRATIO20%_SKYLIGHTRATIO40%.json
50 | 40 | 16 | 0 | 20% | 10% | 8000 | 18 | 28 | 0.86 | 0.215 | 45.1203 | 1.0431 | 46.1634 | WIDTH30_LENGTH30_HIGHT8_ORIENTATION135_WINDOWSRATIO20%_SKYLIGHTRATIO40%_3Dview.png | WIDTH30_LENGTH30_HIGHT8_ORIENTATION135_WINDOWSRATIO20%_SKYLIGHTRATIO40%.json
40 | 50 | 16 | 0 | 20% | 10% | 8000 | 28 | 18 | 0.86 | 0.215 | 45.1094 | 1.0699 | 46.1792 | WIDTH40_LENGTH30_HIGHT8_ORIENTATION135_WINDOWSRATIO20%_SKYLIGHTRATIO40%_3Dview.png | WIDTH40_LENGTH30_HIGHT8_ORIENTATION135_WINDOWSRATIO20%_SKYLIGHTRATIO40%.json
50 | 40 | 16 | 45 | 20% | 10% | 8000 | 18 | 28 | 0.86 | 0.215 | 44.9981 | 1.1154 | 46.1135 | WIDTH50_LENGTH30_HIGHT8_ORIENTATION135_WINDOWSRATIO20%_SKYLIGHTRATIO40%_3Dview.png | WIDTH50_LENGTH30_HIGHT8_ORIENTATION135_WINDOWSRATIO20%_SKYLIGHTRATIO40%.json
40 | 50 | 16 | 45 | 20% | 10% | 8000 | 28 | 18 | 0.86 | 0.215 | 45.0002 | 1.1118 | 46.112 | WIDTH60_LENGTH30_HIGHT8_ORIENTATION135_WINDOWSRATIO20%_SKYLIGHTRATIO40%_3Dview.png | WIDTH60_LENGTH30_HIGHT8_ORIENTATION135_WINDOWSRATIO20%_SKYLIGHTRATIO40%.json
50 | 40 | 16 | 90 | 20% | 10% | 8000 | 18 | 28 | 0.86 | 0.215 | 45.1072 | 1.0694 | 46.1766 | WIDTH30_LENGTH40_HIGHT8_ORIENTATION135_WINDOWSRATIO20%_SKYLIGHTRATIO40%_3Dview.png | WIDTH30_LENGTH40_HIGHT8_ORIENTATION135_WINDOWSRATIO20%_SKYLIGHTRATIO40%.json
40 | 50 | 16 | 90 | 20% | 10% | 8000 | 28 | 18 | 0.86 | 0.215 | 45.1209 | 1.0421 | 46.163 | WIDTH40_LENGTH40_HIGHT8_ORIENTATION135_WINDOWSRATIO20%_SKYLIGHTRATIO40%_3Dview.png | WIDTH40_LENGTH40_HIGHT8_ORIENTATION135_WINDOWSRATIO20%_SKYLIGHTRATIO40%.json
50 | 40 | 16 | 135 | 20% | 10% | 8000 | 18 | 28 | 0.86 | 0.215 | 45.0018 | 1.1109 | 46.1127 | WIDTH50_LENGTH40_HIGHT8_ORIENTATION135_WINDOWSRATIO20%_SKYLIGHTRATIO40%_3Dview.png | WIDTH50_LENGTH40_HIGHT8_ORIENTATION135_WINDOWSRATIO20%_SKYLIGHTRATIO40%.json
40 | 50 | 16 | 135 | 20% | 10% | 8000 | 28 | 18 | 0.86 | 0.215 | 45.0015 | 1.1147 | 46.1163 | WIDTH60_LENGTH40_HIGHT8_ORIENTATION135_WINDOWSRATIO20%_SKYLIGHTRATIO40%_3Dview.png | WIDTH60_LENGTH40_HIGHT8_ORIENTATION135_WINDOWSRATIO20%_SKYLIGHTRATIO40%.json
50 | 40 | 16 | 180 | 20% | 10% | 8000 | 18 | 28 | 0.86 | 0.215 | 45.1203 | 1.0431 | 46.1634 | WIDTH30_LENGTH50_HIGHT8_ORIENTATION135_WINDOWSRATIO20%_SKYLIGHTRATIO40%_3Dview.png | WIDTH30_LENGTH50_HIGHT8_ORIENTATION135_WINDOWSRATIO20%_SKYLIGHTRATIO40%.json
40 | 50 | 16 | 180 | 20% | 10% | 8000 | 28 | 18 | 0.86 | 0.215 | 45.1094 | 1.0699 | 46.1792 | WIDTH40_LENGTH50_HIGHT8_ORIENTATION135_WINDOWSRATIO20%_SKYLIGHTRATIO40%_3Dview.png | WIDTH40_LENGTH50_HIGHT8_ORIENTATION135_WINDOWSRATIO20%_SKYLIGHTRATIO40%.json
50 | 40 | 16 | 225 | 20% | 10% | 8000 | 18 | 28 | 0.86 | 0.215 | 45.0033 | 1.1135 | 46.1168 | WIDTH50_LENGTH50_HIGHT8_ORIENTATION135_WINDOWSRATIO20%_SKYLIGHTRATIO40%_3Dview.png | WIDTH50_LENGTH50_HIGHT8_ORIENTATION135_WINDOWSRATIO20%_SKYLIGHTRATIO40%.json
40 | 50 | 16 | 225 | 20% | 10% | 8000 | 28 | 18 | 0.86 | 0.215 | 45.0017 | 1.1112 | 46.1129 | WIDTH60_LENGTH50_HIGHT8_ORIENTATION135_WINDOWSRATIO20%_SKYLIGHTRATIO40%_3Dview.png | WIDTH60_LENGTH50_HIGHT8_ORIENTATION135_WINDOWSRATIO20%_SKYLIGHTRATIO40%.json
50 | 40 | 16 | 270 | 20% | 10% | 8000 | 18 | 28 | 0.86 | 0.215 | 45.1072 | 1.0694 | 46.1766 | WIDTH30_LENGTH60_HIGHT8_ORIENTATION135_WINDOWSRATIO20%_SKYLIGHTRATIO40%_3Dview.png | WIDTH30_LENGTH60_HIGHT8_ORIENTATION135_WINDOWSRATIO20%_SKYLIGHTRATIO40%.json
40 | 50 | 16 | 270 | 20% | 10% | 8000 | 28 | 18 | 0.86 | 0.215 | 45.1209 | 1.0421 | 46.163 | WIDTH40_LENGTH60_HIGHT8_ORIENTATION135_WINDOWSRATIO20%_SKYLIGHTRATIO40%_3Dview.png | WIDTH40_LENGTH60_HIGHT8_ORIENTATION135_WINDOWSRATIO20%_SKYLIGHTRATIO40%.json
50 | 40 | 16 | 315 | 20% | 10% | 8000 | 18 | 28 | 0.86 | 0.215 | 45.0009 | 1.1115 | 46.1123 | WIDTH50_LENGTH60_HIGHT8_ORIENTATION135_WINDOWSRATIO20%_SKYLIGHTRATIO40%_3Dview.png | WIDTH50_LENGTH60_HIGHT8_ORIENTATION135_WINDOWSRATIO20%_SKYLIGHTRATIO40%.json
40 | 50 | 16 | 315 | 20% | 10% | 8000 | 28 | 18 | 0.86 | 0.215 | 45.0017 | 1.1142 | 46.1158 | WIDTH60_LENGTH60_HIGHT8_ORIENTATION135_WINDOWSRATIO20%_SKYLIGHTRATIO40%_3Dview.png | WIDTH60_LENGTH60_HIGHT8_ORIENTATION135_WINDOWSRATIO20%_SKYLIGHTRATIO40%.json
50 | 40 | 16 | 0 | 30% | 10% | 8000 | 18 | 28 | 0.86 | 0.215 | 45.8514 | 0.86142 | 46.7128 | WIDTH30_LENGTH30_HIGHT12_ORIENTATION135_WINDOWSRATIO20%_SKYLIGHTRATIO40%_3Dview.png | WIDTH30_LENGTH30_HIGHT12_ORIENTATION135_WINDOWSRATIO20%_SKYLIGHTRATIO40%.json
40 | 50 | 16 | 0 | 30% | 10% | 8000 | 28 | 18 | 0.86 | 0.215 | 45.8232 | 0.89214 | 46.7153 | WIDTH40_LENGTH30_HIGHT12_ORIENTATION135_WINDOWSRATIO20%_SKYLIGHTRATIO40%_3Dview.png | WIDTH40_LENGTH30_HIGHT12_ORIENTATION135_WINDOWSRATIO20%_SKYLIGHTRATIO40%.json
50 | 40 | 16 | 45 | 30% | 10% | 8000 | 18 | 28 | 0.86 | 0.215 | 45.7098 | 0.94035 | 46.6501 | WIDTH50_LENGTH30_HIGHT12_ORIENTATION135_WINDOWSRATIO20%_SKYLIGHTRATIO40%_3Dview.png | WIDTH50_LENGTH30_HIGHT12_ORIENTATION135_WINDOWSRATIO20%_SKYLIGHTRATIO40%.json
40 | 50 | 16 | 45 | 30% | 10% | 8000 | 28 | 18 | 0.86 | 0.215 | 45.7149 | 0.93631 | 46.6512 | WIDTH60_LENGTH30_HIGHT12_ORIENTATION135_WINDOWSRATIO20%_SKYLIGHTRATIO40%_3Dview.png | WIDTH60_LENGTH30_HIGHT12_ORIENTATION135_WINDOWSRATIO20%_SKYLIGHTRATIO40%.json
50 | 40 | 16 | 90 | 30% | 10% | 8000 | 18 | 28 | 0.86 | 0.215 | 45.8226 | 0.89109 | 46.7137 | WIDTH30_LENGTH40_HIGHT12_ORIENTATION135_WINDOWSRATIO20%_SKYLIGHTRATIO40%_3Dview.png | WIDTH30_LENGTH40_HIGHT12_ORIENTATION135_WINDOWSRATIO20%_SKYLIGHTRATIO40%.json
40 | 50 | 16 | 90 | 30% | 10% | 8000 | 28 | 18 | 0.86 | 0.215 | 45.8517 | 0.86107 | 46.7127 | WIDTH40_LENGTH40_HIGHT12_ORIENTATION135_WINDOWSRATIO20%_SKYLIGHTRATIO40%_3Dview.png | WIDTH40_LENGTH40_HIGHT12_ORIENTATION135_WINDOWSRATIO20%_SKYLIGHTRATIO40%.json
50 | 40 | 16 | 135 | 30% | 10% | 8000 | 18 | 28 | 0.86 | 0.215 | 45.7168 | 0.93551 | 46.6523 | WIDTH50_LENGTH40_HIGHT12_ORIENTATION135_WINDOWSRATIO20%_SKYLIGHTRATIO40%_3Dview.png | WIDTH50_LENGTH40_HIGHT12_ORIENTATION135_WINDOWSRATIO20%_SKYLIGHTRATIO40%.json
40 | 50 | 16 | 135 | 30% | 10% | 8000 | 28 | 18 | 0.86 | 0.215 | 45.7126 | 0.9398 | 46.6524 | WIDTH60_LENGTH40_HIGHT12_ORIENTATION135_WINDOWSRATIO20%_SKYLIGHTRATIO40%_3Dview.png | WIDTH60_LENGTH40_HIGHT12_ORIENTATION135_WINDOWSRATIO20%_SKYLIGHTRATIO40%.json
50 | 40 | 16 | 180 | 30% | 10% | 8000 | 18 | 28 | 0.86 | 0.215 | 45.8514 | 0.86142 | 46.7128 | WIDTH30_LENGTH50_HIGHT12_ORIENTATION135_WINDOWSRATIO20%_SKYLIGHTRATIO40%_3Dview.png | WIDTH30_LENGTH50_HIGHT12_ORIENTATION135_WINDOWSRATIO20%_SKYLIGHTRATIO40%.json
40 | 50 | 16 | 180 | 30% | 10% | 8000 | 28 | 18 | 0.86 | 0.215 | 45.8232 | 0.89214 | 46.7153 | WIDTH40_LENGTH50_HIGHT12_ORIENTATION135_WINDOWSRATIO20%_SKYLIGHTRATIO40%_3Dview.png | WIDTH40_LENGTH50_HIGHT12_ORIENTATION135_WINDOWSRATIO20%_SKYLIGHTRATIO40%.json
50 | 40 | 16 | 225 | 30% | 10% | 8000 | 18 | 28 | 0.86 | 0.215 | 45.7146 | 0.93943 | 46.6541 | WIDTH50_LENGTH50_HIGHT12_ORIENTATION135_WINDOWSRATIO20%_SKYLIGHTRATIO40%_3Dview.png | WIDTH50_LENGTH50_HIGHT12_ORIENTATION135_WINDOWSRATIO20%_SKYLIGHTRATIO40%.json
40 | 50 | 16 | 225 | 30% | 10% | 8000 | 28 | 18 | 0.86 | 0.215 | 45.7168 | 0.93578 | 46.6525 | WIDTH60_LENGTH50_HIGHT12_ORIENTATION135_WINDOWSRATIO20%_SKYLIGHTRATIO40%_3Dview.png | WIDTH60_LENGTH50_HIGHT12_ORIENTATION135_WINDOWSRATIO20%_SKYLIGHTRATIO40%.json
50 | 40 | 16 | 270 | 30% | 10% | 8000 | 18 | 28 | 0.86 | 0.215 | 45.8226 | 0.89109 | 46.7137 | WIDTH30_LENGTH60_HIGHT12_ORIENTATION135_WINDOWSRATIO20%_SKYLIGHTRATIO40%_3Dview.png | WIDTH30_LENGTH60_HIGHT12_ORIENTATION135_WINDOWSRATIO20%_SKYLIGHTRATIO40%.json
40 | 50 | 16 | 270 | 30% | 10% | 8000 | 28 | 18 | 0.86 | 0.215 | 45.8517 | 0.86107 | 46.7127 | WIDTH40_LENGTH60_HIGHT12_ORIENTATION135_WINDOWSRATIO20%_SKYLIGHTRATIO40%_3Dview.png | WIDTH40_LENGTH60_HIGHT12_ORIENTATION135_WINDOWSRATIO20%_SKYLIGHTRATIO40%.json
50 | 40 | 16 | 315 | 30% | 10% | 8000 | 18 | 28 | 0.86 | 0.215 | 45.7161 | 0.93606 | 46.6521 | WIDTH50_LENGTH60_HIGHT12_ORIENTATION135_WINDOWSRATIO20%_SKYLIGHTRATIO40%_3Dview.png | WIDTH50_LENGTH60_HIGHT12_ORIENTATION135_WINDOWSRATIO20%_SKYLIGHTRATIO40%.json
40 | 50 | 16 | 315 | 30% | 10% | 8000 | 28 | 18 | 0.86 | 0.215 | 45.7133 | 0.93926 | 46.6525 | WIDTH60_LENGTH60_HIGHT12_ORIENTATION135_WINDOWSRATIO20%_SKYLIGHTRATIO40%_3Dview.png | WIDTH60_LENGTH60_HIGHT12_ORIENTATION135_WINDOWSRATIO20%_SKYLIGHTRATIO40%.json
50 | 40 | 16 | 0 | 40% | 10% | 8000 | 18 | 28 | 0.86 | 0.215 | 46.4067 | 0.71716 | 47.1238 | WIDTH30_LENGTH30_HIGHT16_ORIENTATION135_WINDOWSRATIO20%_SKYLIGHTRATIO40%_3Dview.png | WIDTH30_LENGTH30_HIGHT16_ORIENTATION135_WINDOWSRATIO20%_SKYLIGHTRATIO40%.json
40 | 50 | 16 | 0 | 40% | 10% | 8000 | 28 | 18 | 0.86 | 0.215 | 46.3601 | 0.74812 | 47.1082 | WIDTH40_LENGTH30_HIGHT16_ORIENTATION135_WINDOWSRATIO20%_SKYLIGHTRATIO40%_3Dview.png | WIDTH40_LENGTH30_HIGHT16_ORIENTATION135_WINDOWSRATIO20%_SKYLIGHTRATIO40%.json
50 | 40 | 16 | 45 | 40% | 10% | 8000 | 18 | 28 | 0.86 | 0.215 | 46.2474 | 0.79823 | 47.0457 | WIDTH50_LENGTH30_HIGHT16_ORIENTATION135_WINDOWSRATIO20%_SKYLIGHTRATIO40%_3Dview.png | WIDTH50_LENGTH30_HIGHT16_ORIENTATION135_WINDOWSRATIO20%_SKYLIGHTRATIO40%.json
40 | 50 | 16 | 45 | 40% | 10% | 8000 | 28 | 18 | 0.86 | 0.215 | 46.2583 | 0.79417 | 47.0525 | WIDTH60_LENGTH30_HIGHT16_ORIENTATION135_WINDOWSRATIO20%_SKYLIGHTRATIO40%_3Dview.png | WIDTH60_LENGTH30_HIGHT16_ORIENTATION135_WINDOWSRATIO20%_SKYLIGHTRATIO40%.json
50 | 40 | 16 | 90 | 40% | 10% | 8000 | 18 | 28 | 0.86 | 0.215 | 46.3596 | 0.74771 | 47.1074 | WIDTH30_LENGTH40_HIGHT16_ORIENTATION135_WINDOWSRATIO20%_SKYLIGHTRATIO40%_3Dview.png | WIDTH30_LENGTH40_HIGHT16_ORIENTATION135_WINDOWSRATIO20%_SKYLIGHTRATIO40%.json
40 | 50 | 16 | 90 | 40% | 10% | 8000 | 28 | 18 | 0.86 | 0.215 | 46.4071 | 0.71629 | 47.1234 | WIDTH40_LENGTH40_HIGHT16_ORIENTATION135_WINDOWSRATIO20%_SKYLIGHTRATIO40%_3Dview.png | WIDTH40_LENGTH40_HIGHT16_ORIENTATION135_WINDOWSRATIO20%_SKYLIGHTRATIO40%.json
50 | 40 | 16 | 135 | 40% | 10% | 8000 | 18 | 28 | 0.86 | 0.215 | 46.2599 | 0.79348 | 47.0534 | WIDTH50_LENGTH40_HIGHT16_ORIENTATION135_WINDOWSRATIO20%_SKYLIGHTRATIO40%_3Dview.png | WIDTH50_LENGTH40_HIGHT16_ORIENTATION135_WINDOWSRATIO20%_SKYLIGHTRATIO40%.json
40 | 50 | 16 | 135 | 40% | 10% | 8000 | 28 | 18 | 0.86 | 0.215 | 46.2502 | 0.7977 | 47.0479 | WIDTH60_LENGTH40_HIGHT16_ORIENTATION135_WINDOWSRATIO20%_SKYLIGHTRATIO40%_3Dview.png | WIDTH60_LENGTH40_HIGHT16_ORIENTATION135_WINDOWSRATIO20%_SKYLIGHTRATIO40%.json
50 | 40 | 16 | 180 | 40% | 10% | 8000 | 18 | 28 | 0.86 | 0.215 | 46.4067 | 0.71716 | 47.1238 | WIDTH30_LENGTH50_HIGHT16_ORIENTATION135_WINDOWSRATIO20%_SKYLIGHTRATIO40%_3Dview.png | WIDTH30_LENGTH50_HIGHT16_ORIENTATION135_WINDOWSRATIO20%_SKYLIGHTRATIO40%.json
40 | 50 | 16 | 180 | 40% | 10% | 8000 | 28 | 18 | 0.86 | 0.215 | 46.3601 | 0.74812 | 47.1082 | WIDTH40_LENGTH50_HIGHT16_ORIENTATION135_WINDOWSRATIO20%_SKYLIGHTRATIO40%_3Dview.png | WIDTH40_LENGTH50_HIGHT16_ORIENTATION135_WINDOWSRATIO20%_SKYLIGHTRATIO40%.json
50 | 40 | 16 | 225 | 40% | 10% | 8000 | 18 | 28 | 0.86 | 0.215 | 46.2516 | 0.79821 | 47.0498 | WIDTH50_LENGTH50_HIGHT16_ORIENTATION135_WINDOWSRATIO20%_SKYLIGHTRATIO40%_3Dview.png | WIDTH50_LENGTH50_HIGHT16_ORIENTATION135_WINDOWSRATIO20%_SKYLIGHTRATIO40%.json
40 | 50 | 16 | 225 | 40% | 10% | 8000 | 28 | 18 | 0.86 | 0.215 | 46.26 | 0.7937 | 47.0537 | WIDTH60_LENGTH50_HIGHT16_ORIENTATION135_WINDOWSRATIO20%_SKYLIGHTRATIO40%_3Dview.png | WIDTH60_LENGTH50_HIGHT16_ORIENTATION135_WINDOWSRATIO20%_SKYLIGHTRATIO40%.json
50 | 40 | 16 | 270 | 40% | 10% | 8000 | 18 | 28 | 0.86 | 0.215 | 46.3596 | 0.74771 | 47.1074 | WIDTH30_LENGTH60_HIGHT16_ORIENTATION135_WINDOWSRATIO20%_SKYLIGHTRATIO40%_3Dview.png | WIDTH30_LENGTH60_HIGHT16_ORIENTATION135_WINDOWSRATIO20%_SKYLIGHTRATIO40%.json
40 | 50 | 16 | 270 | 40% | 10% | 8000 | 28 | 18 | 0.86 | 0.215 | 46.4071 | 0.71629 | 47.1234 | WIDTH40_LENGTH60_HIGHT16_ORIENTATION135_WINDOWSRATIO20%_SKYLIGHTRATIO40%_3Dview.png | WIDTH40_LENGTH60_HIGHT16_ORIENTATION135_WINDOWSRATIO20%_SKYLIGHTRATIO40%.json
50 | 40 | 16 | 315 | 40% | 10% | 8000 | 18 | 28 | 0.86 | 0.215 | 46.2595 | 0.79343 | 47.0529 | WIDTH50_LENGTH60_HIGHT16_ORIENTATION135_WINDOWSRATIO20%_SKYLIGHTRATIO40%_3Dview.png | WIDTH50_LENGTH60_HIGHT16_ORIENTATION135_WINDOWSRATIO20%_SKYLIGHTRATIO40%.json
40 | 50 | 16 | 315 | 40% | 10% | 8000 | 28 | 18 | 0.86 | 0.215 | 46.251 | 0.79726 | 47.0482 | WIDTH60_LENGTH60_HIGHT16_ORIENTATION135_WINDOWSRATIO20%_SKYLIGHTRATIO40%_3Dview.png | WIDTH60_LENGTH60_HIGHT16_ORIENTATION135_WINDOWSRATIO20%_SKYLIGHTRATIO40%.json
50 | 40 | 16 | 0 | 10% | 20% | 8000 | 18 | 28 | 0.86 | 0.215 | 44.4629 | 1.2028 | 45.6657 | WIDTH30_LENGTH30_HIGHT8_ORIENTATION180_WINDOWSRATIO20%_SKYLIGHTRATIO40%_3Dview.png | WIDTH30_LENGTH30_HIGHT8_ORIENTATION180_WINDOWSRATIO20%_SKYLIGHTRATIO40%.json
40 | 50 | 16 | 0 | 10% | 20% | 8000 | 28 | 18 | 0.86 | 0.215 | 44.4601 | 1.2224 | 45.6825 | WIDTH40_LENGTH30_HIGHT8_ORIENTATION180_WINDOWSRATIO20%_SKYLIGHTRATIO40%_3Dview.png | WIDTH40_LENGTH30_HIGHT8_ORIENTATION180_WINDOWSRATIO20%_SKYLIGHTRATIO40%.json
50 | 40 | 16 | 45 | 10% | 20% | 8000 | 18 | 28 | 0.86 | 0.215 | 44.3694 | 1.2605 | 45.6299 | WIDTH50_LENGTH30_HIGHT8_ORIENTATION180_WINDOWSRATIO20%_SKYLIGHTRATIO40%_3Dview.png | WIDTH50_LENGTH30_HIGHT8_ORIENTATION180_WINDOWSRATIO20%_SKYLIGHTRATIO40%.json
40 | 50 | 16 | 45 | 10% | 20% | 8000 | 28 | 18 | 0.86 | 0.215 | 44.3554 | 1.2611 | 45.6165 | WIDTH60_LENGTH30_HIGHT8_ORIENTATION180_WINDOWSRATIO20%_SKYLIGHTRATIO40%_3Dview.png | WIDTH60_LENGTH30_HIGHT8_ORIENTATION180_WINDOWSRATIO20%_SKYLIGHTRATIO40%.json
50 | 40 | 16 | 90 | 10% | 20% | 8000 | 18 | 28 | 0.86 | 0.215 | 44.46 | 1.2218 | 45.6818 | WIDTH30_LENGTH40_HIGHT8_ORIENTATION180_WINDOWSRATIO20%_SKYLIGHTRATIO40%_3Dview.png | WIDTH30_LENGTH40_HIGHT8_ORIENTATION180_WINDOWSRATIO20%_SKYLIGHTRATIO40%.json
40 | 50 | 16 | 90 | 10% | 20% | 8000 | 28 | 18 | 0.86 | 0.215 | 44.464 | 1.2015 | 45.6655 | WIDTH40_LENGTH40_HIGHT8_ORIENTATION180_WINDOWSRATIO20%_SKYLIGHTRATIO40%_3Dview.png | WIDTH40_LENGTH40_HIGHT8_ORIENTATION180_WINDOWSRATIO20%_SKYLIGHTRATIO40%.json
50 | 40 | 16 | 135 | 10% | 20% | 8000 | 18 | 28 | 0.86 | 0.215 | 44.3611 | 1.2597 | 45.6208 | WIDTH50_LENGTH40_HIGHT8_ORIENTATION180_WINDOWSRATIO20%_SKYLIGHTRATIO40%_3Dview.png | WIDTH50_LENGTH40_HIGHT8_ORIENTATION180_WINDOWSRATIO20%_SKYLIGHTRATIO40%.json
40 | 50 | 16 | 135 | 10% | 20% | 8000 | 28 | 18 | 0.86 | 0.215 | 44.3648 | 1.2653 | 45.6301 | WIDTH60_LENGTH40_HIGHT8_ORIENTATION180_WINDOWSRATIO20%_SKYLIGHTRATIO40%_3Dview.png | WIDTH60_LENGTH40_HIGHT8_ORIENTATION180_WINDOWSRATIO20%_SKYLIGHTRATIO40%.json
50 | 40 | 16 | 180 | 10% | 20% | 8000 | 18 | 28 | 0.86 | 0.215 | 44.4629 | 1.2028 | 45.6657 | WIDTH30_LENGTH50_HIGHT8_ORIENTATION180_WINDOWSRATIO20%_SKYLIGHTRATIO40%_3Dview.png | WIDTH30_LENGTH50_HIGHT8_ORIENTATION180_WINDOWSRATIO20%_SKYLIGHTRATIO40%.json
40 | 50 | 16 | 180 | 10% | 20% | 8000 | 28 | 18 | 0.86 | 0.215 | 44.4601 | 1.2224 | 45.6825 | WIDTH40_LENGTH50_HIGHT8_ORIENTATION180_WINDOWSRATIO20%_SKYLIGHTRATIO40%_3Dview.png | WIDTH40_LENGTH50_HIGHT8_ORIENTATION180_WINDOWSRATIO20%_SKYLIGHTRATIO40%.json
50 | 40 | 16 | 225 | 10% | 20% | 8000 | 18 | 28 | 0.86 | 0.215 | 44.3694 | 1.2605 | 45.6299 | WIDTH50_LENGTH50_HIGHT8_ORIENTATION180_WINDOWSRATIO20%_SKYLIGHTRATIO40%_3Dview.png | WIDTH50_LENGTH50_HIGHT8_ORIENTATION180_WINDOWSRATIO20%_SKYLIGHTRATIO40%.json
40 | 50 | 16 | 225 | 10% | 20% | 8000 | 28 | 18 | 0.86 | 0.215 | 44.3552 | 1.261 | 45.6162 | WIDTH60_LENGTH50_HIGHT8_ORIENTATION180_WINDOWSRATIO20%_SKYLIGHTRATIO40%_3Dview.png | WIDTH60_LENGTH50_HIGHT8_ORIENTATION180_WINDOWSRATIO20%_SKYLIGHTRATIO40%.json
50 | 40 | 16 | 270 | 10% | 20% | 8000 | 18 | 28 | 0.86 | 0.215 | 44.46 | 1.2218 | 45.6818 | WIDTH30_LENGTH60_HIGHT8_ORIENTATION180_WINDOWSRATIO20%_SKYLIGHTRATIO40%_3Dview.png | WIDTH30_LENGTH60_HIGHT8_ORIENTATION180_WINDOWSRATIO20%_SKYLIGHTRATIO40%.json
40 | 50 | 16 | 270 | 10% | 20% | 8000 | 28 | 18 | 0.86 | 0.215 | 44.464 | 1.2015 | 45.6655 | WIDTH40_LENGTH60_HIGHT8_ORIENTATION180_WINDOWSRATIO20%_SKYLIGHTRATIO40%_3Dview.png | WIDTH40_LENGTH60_HIGHT8_ORIENTATION180_WINDOWSRATIO20%_SKYLIGHTRATIO40%.json
50 | 40 | 16 | 315 | 10% | 20% | 8000 | 18 | 28 | 0.86 | 0.215 | 44.3611 | 1.2597 | 45.6208 | WIDTH50_LENGTH60_HIGHT8_ORIENTATION180_WINDOWSRATIO20%_SKYLIGHTRATIO40%_3Dview.png | WIDTH50_LENGTH60_HIGHT8_ORIENTATION180_WINDOWSRATIO20%_SKYLIGHTRATIO40%.json
40 | 50 | 16 | 315 | 10% | 20% | 8000 | 28 | 18 | 0.86 | 0.215 | 44.3627 | 1.2627 | 45.6254 | WIDTH60_LENGTH60_HIGHT8_ORIENTATION180_WINDOWSRATIO20%_SKYLIGHTRATIO40%_3Dview.png | WIDTH60_LENGTH60_HIGHT8_ORIENTATION180_WINDOWSRATIO20%_SKYLIGHTRATIO40%.json
50 | 40 | 16 | 0 | 20% | 20% | 8000 | 18 | 28 | 0.86 | 0.215 | 45.3622 | 0.98439 | 46.3466 | WIDTH30_LENGTH30_HIGHT12_ORIENTATION180_WINDOWSRATIO20%_SKYLIGHTRATIO40%_3Dview.png | WIDTH30_LENGTH30_HIGHT12_ORIENTATION180_WINDOWSRATIO20%_SKYLIGHTRATIO40%.json
40 | 50 | 16 | 0 | 20% | 20% | 8000 | 28 | 18 | 0.86 | 0.215 | 45.3469 | 1.0117 | 46.3586 | WIDTH40_LENGTH30_HIGHT12_ORIENTATION180_WINDOWSRATIO20%_SKYLIGHTRATIO40%_3Dview.png | WIDTH40_LENGTH30_HIGHT12_ORIENTATION180_WINDOWSRATIO20%_SKYLIGHTRATIO40%.json
50 | 40 | 16 | 45 | 20% | 20% | 8000 | 18 | 28 | 0.86 | 0.215 | 45.2494 | 1.0532 | 46.3026 | WIDTH50_LENGTH30_HIGHT12_ORIENTATION180_WINDOWSRATIO20%_SKYLIGHTRATIO40%_3Dview.png | WIDTH50_LENGTH30_HIGHT12_ORIENTATION180_WINDOWSRATIO20%_SKYLIGHTRATIO40%.json
40 | 50 | 16 | 45 | 20% | 20% | 8000 | 28 | 18 | 0.86 | 0.215 | 45.2376 | 1.0532 | 46.2908 | WIDTH60_LENGTH30_HIGHT12_ORIENTATION180_WINDOWSRATIO20%_SKYLIGHTRATIO40%_3Dview.png | WIDTH60_LENGTH30_HIGHT12_ORIENTATION180_WINDOWSRATIO20%_SKYLIGHTRATIO40%.json
50 | 40 | 16 | 90 | 20% | 20% | 8000 | 18 | 28 | 0.86 | 0.215 | 45.3472 | 1.011 | 46.3582 | WIDTH30_LENGTH40_HIGHT12_ORIENTATION180_WINDOWSRATIO20%_SKYLIGHTRATIO40%_3Dview.png | WIDTH30_LENGTH40_HIGHT12_ORIENTATION180_WINDOWSRATIO20%_SKYLIGHTRATIO40%.json
40 | 50 | 16 | 90 | 20% | 20% | 8000 | 28 | 18 | 0.86 | 0.215 | 45.3637 | 0.98322 | 46.347 | WIDTH40_LENGTH40_HIGHT12_ORIENTATION180_WINDOWSRATIO20%_SKYLIGHTRATIO40%_3Dview.png | WIDTH40_LENGTH40_HIGHT12_ORIENTATION180_WINDOWSRATIO20%_SKYLIGHTRATIO40%.json
50 | 40 | 16 | 135 | 20% | 20% | 8000 | 18 | 28 | 0.86 | 0.215 | 45.242 | 1.052 | 46.294 | WIDTH50_LENGTH40_HIGHT12_ORIENTATION180_WINDOWSRATIO20%_SKYLIGHTRATIO40%_3Dview.png | WIDTH50_LENGTH40_HIGHT12_ORIENTATION180_WINDOWSRATIO20%_SKYLIGHTRATIO40%.json
40 | 50 | 16 | 135 | 20% | 20% | 8000 | 28 | 18 | 0.86 | 0.215 | 45.2425 | 1.0575 | 46.3001 | WIDTH60_LENGTH40_HIGHT12_ORIENTATION180_WINDOWSRATIO20%_SKYLIGHTRATIO40%_3Dview.png | WIDTH60_LENGTH40_HIGHT12_ORIENTATION180_WINDOWSRATIO20%_SKYLIGHTRATIO40%.json
50 | 40 | 16 | 180 | 20% | 20% | 8000 | 18 | 28 | 0.86 | 0.215 | 45.3622 | 0.98439 | 46.3466 | WIDTH30_LENGTH50_HIGHT12_ORIENTATION180_WINDOWSRATIO20%_SKYLIGHTRATIO40%_3Dview.png | WIDTH30_LENGTH50_HIGHT12_ORIENTATION180_WINDOWSRATIO20%_SKYLIGHTRATIO40%.json
40 | 50 | 16 | 180 | 20% | 20% | 8000 | 28 | 18 | 0.86 | 0.215 | 45.3469 | 1.0117 | 46.3586 | WIDTH40_LENGTH50_HIGHT12_ORIENTATION180_WINDOWSRATIO20%_SKYLIGHTRATIO40%_3Dview.png | WIDTH40_LENGTH50_HIGHT12_ORIENTATION180_WINDOWSRATIO20%_SKYLIGHTRATIO40%.json
50 | 40 | 16 | 225 | 20% | 20% | 8000 | 18 | 28 | 0.86 | 0.215 | 45.2494 | 1.0532 | 46.3026 | WIDTH50_LENGTH50_HIGHT12_ORIENTATION180_WINDOWSRATIO20%_SKYLIGHTRATIO40%_3Dview.png | WIDTH50_LENGTH50_HIGHT12_ORIENTATION180_WINDOWSRATIO20%_SKYLIGHTRATIO40%.json
40 | 50 | 16 | 225 | 20% | 20% | 8000 | 28 | 18 | 0.86 | 0.215 | 45.2374 | 1.0531 | 46.2906 | WIDTH60_LENGTH50_HIGHT12_ORIENTATION180_WINDOWSRATIO20%_SKYLIGHTRATIO40%_3Dview.png | WIDTH60_LENGTH50_HIGHT12_ORIENTATION180_WINDOWSRATIO20%_SKYLIGHTRATIO40%.json
50 | 40 | 16 | 270 | 20% | 20% | 8000 | 18 | 28 | 0.86 | 0.215 | 45.3472 | 1.011 | 46.3582 | WIDTH30_LENGTH60_HIGHT12_ORIENTATION180_WINDOWSRATIO20%_SKYLIGHTRATIO40%_3Dview.png | WIDTH30_LENGTH60_HIGHT12_ORIENTATION180_WINDOWSRATIO20%_SKYLIGHTRATIO40%.json
40 | 50 | 16 | 270 | 20% | 20% | 8000 | 28 | 18 | 0.86 | 0.215 | 45.3637 | 0.98322 | 46.347 | WIDTH40_LENGTH60_HIGHT12_ORIENTATION180_WINDOWSRATIO20%_SKYLIGHTRATIO40%_3Dview.png | WIDTH40_LENGTH60_HIGHT12_ORIENTATION180_WINDOWSRATIO20%_SKYLIGHTRATIO40%.json
50 | 40 | 16 | 315 | 20% | 20% | 8000 | 18 | 28 | 0.86 | 0.215 | 45.242 | 1.052 | 46.294 | WIDTH50_LENGTH60_HIGHT12_ORIENTATION180_WINDOWSRATIO20%_SKYLIGHTRATIO40%_3Dview.png | WIDTH50_LENGTH60_HIGHT12_ORIENTATION180_WINDOWSRATIO20%_SKYLIGHTRATIO40%.json
40 | 50 | 16 | 315 | 20% | 20% | 8000 | 28 | 18 | 0.86 | 0.215 | 45.2433 | 1.0545 | 46.2978 | WIDTH60_LENGTH60_HIGHT12_ORIENTATION180_WINDOWSRATIO20%_SKYLIGHTRATIO40%_3Dview.png | WIDTH60_LENGTH60_HIGHT12_ORIENTATION180_WINDOWSRATIO20%_SKYLIGHTRATIO40%.json
50 | 40 | 16 | 0 | 30% | 20% | 8000 | 18 | 28 | 0.86 | 0.215 | 46.0544 | 0.80938 | 46.8638 | WIDTH30_LENGTH30_HIGHT16_ORIENTATION180_WINDOWSRATIO20%_SKYLIGHTRATIO40%_3Dview.png | WIDTH30_LENGTH30_HIGHT16_ORIENTATION180_WINDOWSRATIO20%_SKYLIGHTRATIO40%.json
40 | 50 | 16 | 0 | 30% | 20% | 8000 | 28 | 18 | 0.86 | 0.215 | 46.0241 | 0.84123 | 46.8653 | WIDTH40_LENGTH30_HIGHT16_ORIENTATION180_WINDOWSRATIO20%_SKYLIGHTRATIO40%_3Dview.png | WIDTH40_LENGTH30_HIGHT16_ORIENTATION180_WINDOWSRATIO20%_SKYLIGHTRATIO40%.json
50 | 40 | 16 | 45 | 30% | 20% | 8000 | 18 | 28 | 0.86 | 0.215 | 45.9202 | 0.88708 | 46.8072 | WIDTH50_LENGTH30_HIGHT16_ORIENTATION180_WINDOWSRATIO20%_SKYLIGHTRATIO40%_3Dview.png | WIDTH50_LENGTH30_HIGHT16_ORIENTATION180_WINDOWSRATIO20%_SKYLIGHTRATIO40%.json
40 | 50 | 16 | 45 | 30% | 20% | 8000 | 28 | 18 | 0.86 | 0.215 | 45.9152 | 0.88649 | 46.8016 | WIDTH60_LENGTH30_HIGHT16_ORIENTATION180_WINDOWSRATIO20%_SKYLIGHTRATIO40%_3Dview.png | WIDTH60_LENGTH30_HIGHT16_ORIENTATION180_WINDOWSRATIO20%_SKYLIGHTRATIO40%.json
50 | 40 | 16 | 90 | 30% | 20% | 8000 | 18 | 28 | 0.86 | 0.215 | 46.0243 | 0.84136 | 46.8657 | WIDTH30_LENGTH40_HIGHT16_ORIENTATION180_WINDOWSRATIO20%_SKYLIGHTRATIO40%_3Dview.png | WIDTH30_LENGTH40_HIGHT16_ORIENTATION180_WINDOWSRATIO20%_SKYLIGHTRATIO40%.json
40 | 50 | 16 | 90 | 30% | 20% | 8000 | 28 | 18 | 0.86 | 0.215 | 46.056 | 0.80886 | 46.8648 | WIDTH40_LENGTH40_HIGHT16_ORIENTATION180_WINDOWSRATIO20%_SKYLIGHTRATIO40%_3Dview.png | WIDTH40_LENGTH40_HIGHT16_ORIENTATION180_WINDOWSRATIO20%_SKYLIGHTRATIO40%.json
50 | 40 | 16 | 135 | 30% | 20% | 8000 | 18 | 28 | 0.86 | 0.215 | 45.9188 | 0.88548 | 46.8043 | WIDTH50_LENGTH40_HIGHT16_ORIENTATION180_WINDOWSRATIO20%_SKYLIGHTRATIO40%_3Dview.png | WIDTH50_LENGTH40_HIGHT16_ORIENTATION180_WINDOWSRATIO20%_SKYLIGHTRATIO40%.json
40 | 50 | 16 | 135 | 30% | 20% | 8000 | 28 | 18 | 0.86 | 0.215 | 45.9161 | 0.89012 | 46.8062 | WIDTH60_LENGTH40_HIGHT16_ORIENTATION180_WINDOWSRATIO20%_SKYLIGHTRATIO40%_3Dview.png | WIDTH60_LENGTH40_HIGHT16_ORIENTATION180_WINDOWSRATIO20%_SKYLIGHTRATIO40%.json
50 | 40 | 16 | 180 | 30% | 20% | 8000 | 18 | 28 | 0.86 | 0.215 | 46.0544 | 0.80938 | 46.8638 | WIDTH30_LENGTH50_HIGHT16_ORIENTATION180_WINDOWSRATIO20%_SKYLIGHTRATIO40%_3Dview.png | WIDTH30_LENGTH50_HIGHT16_ORIENTATION180_WINDOWSRATIO20%_SKYLIGHTRATIO40%.json
40 | 50 | 16 | 180 | 30% | 20% | 8000 | 28 | 18 | 0.86 | 0.215 | 46.0241 | 0.84123 | 46.8653 | WIDTH40_LENGTH50_HIGHT16_ORIENTATION180_WINDOWSRATIO20%_SKYLIGHTRATIO40%_3Dview.png | WIDTH40_LENGTH50_HIGHT16_ORIENTATION180_WINDOWSRATIO20%_SKYLIGHTRATIO40%.json
50 | 40 | 16 | 225 | 30% | 20% | 8000 | 18 | 28 | 0.86 | 0.215 | 45.9202 | 0.88708 | 46.8072 | WIDTH50_LENGTH50_HIGHT16_ORIENTATION180_WINDOWSRATIO20%_SKYLIGHTRATIO40%_3Dview.png | WIDTH50_LENGTH50_HIGHT16_ORIENTATION180_WINDOWSRATIO20%_SKYLIGHTRATIO40%.json
40 | 50 | 16 | 225 | 30% | 20% | 8000 | 28 | 18 | 0.86 | 0.215 | 45.9151 | 0.8864 | 46.8015 | WIDTH60_LENGTH50_HIGHT16_ORIENTATION180_WINDOWSRATIO20%_SKYLIGHTRATIO40%_3Dview.png | WIDTH60_LENGTH50_HIGHT16_ORIENTATION180_WINDOWSRATIO20%_SKYLIGHTRATIO40%.json
50 | 40 | 16 | 270 | 30% | 20% | 8000 | 18 | 28 | 0.86 | 0.215 | 46.0243 | 0.84136 | 46.8657 | WIDTH30_LENGTH60_HIGHT16_ORIENTATION180_WINDOWSRATIO20%_SKYLIGHTRATIO40%_3Dview.png | WIDTH30_LENGTH60_HIGHT16_ORIENTATION180_WINDOWSRATIO20%_SKYLIGHTRATIO40%.json
40 | 50 | 16 | 270 | 30% | 20% | 8000 | 28 | 18 | 0.86 | 0.215 | 46.056 | 0.80886 | 46.8648 | WIDTH40_LENGTH60_HIGHT16_ORIENTATION180_WINDOWSRATIO20%_SKYLIGHTRATIO40%_3Dview.png | WIDTH40_LENGTH60_HIGHT16_ORIENTATION180_WINDOWSRATIO20%_SKYLIGHTRATIO40%.json
50 | 40 | 16 | 315 | 30% | 20% | 8000 | 18 | 28 | 0.86 | 0.215 | 45.9188 | 0.88548 | 46.8043 | WIDTH50_LENGTH60_HIGHT16_ORIENTATION180_WINDOWSRATIO20%_SKYLIGHTRATIO40%_3Dview.png | WIDTH50_LENGTH60_HIGHT16_ORIENTATION180_WINDOWSRATIO20%_SKYLIGHTRATIO40%.json
40 | 50 | 16 | 315 | 30% | 20% | 8000 | 28 | 18 | 0.86 | 0.215 | 45.916 | 0.88795 | 46.804 | WIDTH60_LENGTH60_HIGHT16_ORIENTATION180_WINDOWSRATIO20%_SKYLIGHTRATIO40%_3Dview.png | WIDTH60_LENGTH60_HIGHT16_ORIENTATION180_WINDOWSRATIO20%_SKYLIGHTRATIO40%.json
50 | 40 | 16 | 0 | 40% | 20% | 8000 | 18 | 28 | 0.86 | 0.215 | 46.5779 | 0.67198 | 47.2498 | WIDTH30_LENGTH30_HIGHT8_ORIENTATION225_WINDOWSRATIO20%_SKYLIGHTRATIO40%_3Dview.png | WIDTH30_LENGTH30_HIGHT8_ORIENTATION225_WINDOWSRATIO20%_SKYLIGHTRATIO40%.json
40 | 50 | 16 | 0 | 40% | 20% | 8000 | 28 | 18 | 0.86 | 0.215 | 46.5286 | 0.70274 | 47.2313 | WIDTH40_LENGTH30_HIGHT8_ORIENTATION225_WINDOWSRATIO20%_SKYLIGHTRATIO40%_3Dview.png | WIDTH40_LENGTH30_HIGHT8_ORIENTATION225_WINDOWSRATIO20%_SKYLIGHTRATIO40%.json
50 | 40 | 16 | 45 | 40% | 20% | 8000 | 18 | 28 | 0.86 | 0.215 | 46.4264 | 0.74706 | 47.1734 | WIDTH50_LENGTH30_HIGHT8_ORIENTATION225_WINDOWSRATIO20%_SKYLIGHTRATIO40%_3Dview.png | WIDTH50_LENGTH30_HIGHT8_ORIENTATION225_WINDOWSRATIO20%_SKYLIGHTRATIO40%.json
40 | 50 | 16 | 45 | 40% | 20% | 8000 | 28 | 18 | 0.86 | 0.215 | 46.4267 | 0.74717 | 47.1739 | WIDTH60_LENGTH30_HIGHT8_ORIENTATION225_WINDOWSRATIO20%_SKYLIGHTRATIO40%_3Dview.png | WIDTH60_LENGTH30_HIGHT8_ORIENTATION225_WINDOWSRATIO20%_SKYLIGHTRATIO40%.json
50 | 40 | 16 | 90 | 40% | 20% | 8000 | 18 | 28 | 0.86 | 0.215 | 46.529 | 0.70208 | 47.231 | WIDTH30_LENGTH40_HIGHT8_ORIENTATION225_WINDOWSRATIO20%_SKYLIGHTRATIO40%_3Dview.png | WIDTH30_LENGTH40_HIGHT8_ORIENTATION225_WINDOWSRATIO20%_SKYLIGHTRATIO40%.json
40 | 50 | 16 | 90 | 40% | 20% | 8000 | 28 | 18 | 0.86 | 0.215 | 46.5797 | 0.67074 | 47.2504 | WIDTH40_LENGTH40_HIGHT8_ORIENTATION225_WINDOWSRATIO20%_SKYLIGHTRATIO40%_3Dview.png | WIDTH40_LENGTH40_HIGHT8_ORIENTATION225_WINDOWSRATIO20%_SKYLIGHTRATIO40%.json
50 | 40 | 16 | 135 | 40% | 20% | 8000 | 18 | 28 | 0.86 | 0.215 | 46.4302 | 0.74621 | 47.1764 | WIDTH50_LENGTH40_HIGHT8_ORIENTATION225_WINDOWSRATIO20%_SKYLIGHTRATIO40%_3Dview.png | WIDTH50_LENGTH40_HIGHT8_ORIENTATION225_WINDOWSRATIO20%_SKYLIGHTRATIO40%.json
40 | 50 | 16 | 135 | 40% | 20% | 8000 | 28 | 18 | 0.86 | 0.215 | 46.4221 | 0.7501 | 47.1722 | WIDTH60_LENGTH40_HIGHT8_ORIENTATION225_WINDOWSRATIO20%_SKYLIGHTRATIO40%_3Dview.png | WIDTH60_LENGTH40_HIGHT8_ORIENTATION225_WINDOWSRATIO20%_SKYLIGHTRATIO40%.json
50 | 40 | 16 | 180 | 40% | 20% | 8000 | 18 | 28 | 0.86 | 0.215 | 46.5779 | 0.67198 | 47.2498 | WIDTH30_LENGTH50_HIGHT8_ORIENTATION225_WINDOWSRATIO20%_SKYLIGHTRATIO40%_3Dview.png | WIDTH30_LENGTH50_HIGHT8_ORIENTATION225_WINDOWSRATIO20%_SKYLIGHTRATIO40%.json
40 | 50 | 16 | 180 | 40% | 20% | 8000 | 28 | 18 | 0.86 | 0.215 | 46.5286 | 0.70274 | 47.2313 | WIDTH40_LENGTH50_HIGHT8_ORIENTATION225_WINDOWSRATIO20%_SKYLIGHTRATIO40%_3Dview.png | WIDTH40_LENGTH50_HIGHT8_ORIENTATION225_WINDOWSRATIO20%_SKYLIGHTRATIO40%.json
50 | 40 | 16 | 225 | 40% | 20% | 8000 | 18 | 28 | 0.86 | 0.215 | 46.4264 | 0.74706 | 47.1734 | WIDTH50_LENGTH50_HIGHT8_ORIENTATION225_WINDOWSRATIO20%_SKYLIGHTRATIO40%_3Dview.png | WIDTH50_LENGTH50_HIGHT8_ORIENTATION225_WINDOWSRATIO20%_SKYLIGHTRATIO40%.json
40 | 50 | 16 | 225 | 40% | 20% | 8000 | 28 | 18 | 0.86 | 0.215 | 46.4266 | 0.74708 | 47.1737 | WIDTH60_LENGTH50_HIGHT8_ORIENTATION225_WINDOWSRATIO20%_SKYLIGHTRATIO40%_3Dview.png | WIDTH60_LENGTH50_HIGHT8_ORIENTATION225_WINDOWSRATIO20%_SKYLIGHTRATIO40%.json
50 | 40 | 16 | 270 | 40% | 20% | 8000 | 18 | 28 | 0.86 | 0.215 | 46.529 | 0.70208 | 47.231 | WIDTH30_LENGTH60_HIGHT8_ORIENTATION225_WINDOWSRATIO20%_SKYLIGHTRATIO40%_3Dview.png | WIDTH30_LENGTH60_HIGHT8_ORIENTATION225_WINDOWSRATIO20%_SKYLIGHTRATIO40%.json
40 | 50 | 16 | 270 | 40% | 20% | 8000 | 28 | 18 | 0.86 | 0.215 | 46.5797 | 0.67074 | 47.2504 | WIDTH40_LENGTH60_HIGHT8_ORIENTATION225_WINDOWSRATIO20%_SKYLIGHTRATIO40%_3Dview.png | WIDTH40_LENGTH60_HIGHT8_ORIENTATION225_WINDOWSRATIO20%_SKYLIGHTRATIO40%.json
50 | 40 | 16 | 315 | 40% | 20% | 8000 | 18 | 28 | 0.86 | 0.215 | 46.4302 | 0.74621 | 47.1764 | WIDTH50_LENGTH60_HIGHT8_ORIENTATION225_WINDOWSRATIO20%_SKYLIGHTRATIO40%_3Dview.png | WIDTH50_LENGTH60_HIGHT8_ORIENTATION225_WINDOWSRATIO20%_SKYLIGHTRATIO40%.json
40 | 50 | 16 | 315 | 40% | 20% | 8000 | 28 | 18 | 0.86 | 0.215 | 46.4222 | 0.74883 | 47.1711 | WIDTH60_LENGTH60_HIGHT8_ORIENTATION225_WINDOWSRATIO20%_SKYLIGHTRATIO40%_3Dview.png | WIDTH60_LENGTH60_HIGHT8_ORIENTATION225_WINDOWSRATIO20%_SKYLIGHTRATIO40%.json
50 | 40 | 16 | 0 | 10% | 30% | 8000 | 18 | 28 | 0.86 | 0.215 | 44.6655 | 1.1505 | 45.816 | WIDTH30_LENGTH30_HIGHT12_ORIENTATION225_WINDOWSRATIO20%_SKYLIGHTRATIO40%_3Dview.png | WIDTH30_LENGTH30_HIGHT12_ORIENTATION225_WINDOWSRATIO20%_SKYLIGHTRATIO40%.json
40 | 50 | 16 | 0 | 10% | 30% | 8000 | 28 | 18 | 0.86 | 0.215 | 44.661 | 1.1708 | 45.8317 | WIDTH40_LENGTH30_HIGHT12_ORIENTATION225_WINDOWSRATIO20%_SKYLIGHTRATIO40%_3Dview.png | WIDTH40_LENGTH30_HIGHT12_ORIENTATION225_WINDOWSRATIO20%_SKYLIGHTRATIO40%.json
50 | 40 | 16 | 45 | 10% | 30% | 8000 | 18 | 28 | 0.86 | 0.215 | 44.574 | 1.2093 | 45.7833 | WIDTH50_LENGTH30_HIGHT12_ORIENTATION225_WINDOWSRATIO20%_SKYLIGHTRATIO40%_3Dview.png | WIDTH50_LENGTH30_HIGHT12_ORIENTATION225_WINDOWSRATIO20%_SKYLIGHTRATIO40%.json
40 | 50 | 16 | 45 | 10% | 30% | 8000 | 28 | 18 | 0.86 | 0.215 | 45.8414 | 1.2138 | 47.0552 | WIDTH60_LENGTH30_HIGHT12_ORIENTATION225_WINDOWSRATIO20%_SKYLIGHTRATIO40%_3Dview.png | WIDTH60_LENGTH30_HIGHT12_ORIENTATION225_WINDOWSRATIO20%_SKYLIGHTRATIO40%.json
50 | 40 | 16 | 90 | 10% | 30% | 8000 | 18 | 28 | 0.86 | 0.215 | 44.6617 | 1.17 | 45.8317 | WIDTH30_LENGTH40_HIGHT12_ORIENTATION225_WINDOWSRATIO20%_SKYLIGHTRATIO40%_3Dview.png | WIDTH30_LENGTH40_HIGHT12_ORIENTATION225_WINDOWSRATIO20%_SKYLIGHTRATIO40%.json
40 | 50 | 16 | 90 | 10% | 30% | 8000 | 28 | 18 | 0.86 | 0.215 | 44.6668 | 1.1494 | 45.8161 | WIDTH40_LENGTH40_HIGHT12_ORIENTATION225_WINDOWSRATIO20%_SKYLIGHTRATIO40%_3Dview.png | WIDTH40_LENGTH40_HIGHT12_ORIENTATION225_WINDOWSRATIO20%_SKYLIGHTRATIO40%.json
50 | 40 | 16 | 135 | 10% | 30% | 8000 | 18 | 28 | 0.86 | 0.215 | 44.5503 | 1.2143 | 45.7646 | WIDTH50_LENGTH40_HIGHT12_ORIENTATION225_WINDOWSRATIO20%_SKYLIGHTRATIO40%_3Dview.png | WIDTH50_LENGTH40_HIGHT12_ORIENTATION225_WINDOWSRATIO20%_SKYLIGHTRATIO40%.json
40 | 50 | 16 | 135 | 10% | 30% | 8000 | 28 | 18 | 0.86 | 0.215 | 45.8466 | 1.2172 | 47.0638 | WIDTH60_LENGTH40_HIGHT12_ORIENTATION225_WINDOWSRATIO20%_SKYLIGHTRATIO40%_3Dview.png | WIDTH60_LENGTH40_HIGHT12_ORIENTATION225_WINDOWSRATIO20%_SKYLIGHTRATIO40%.json
50 | 40 | 16 | 180 | 10% | 30% | 8000 | 18 | 28 | 0.86 | 0.215 | 44.6655 | 1.1505 | 45.816 | WIDTH30_LENGTH50_HIGHT12_ORIENTATION225_WINDOWSRATIO20%_SKYLIGHTRATIO40%_3Dview.png | WIDTH30_LENGTH50_HIGHT12_ORIENTATION225_WINDOWSRATIO20%_SKYLIGHTRATIO40%.json
40 | 50 | 16 | 180 | 10% | 30% | 8000 | 28 | 18 | 0.86 | 0.215 | 44.661 | 1.1708 | 45.8317 | WIDTH40_LENGTH50_HIGHT12_ORIENTATION225_WINDOWSRATIO20%_SKYLIGHTRATIO40%_3Dview.png | WIDTH40_LENGTH50_HIGHT12_ORIENTATION225_WINDOWSRATIO20%_SKYLIGHTRATIO40%.json
50 | 40 | 16 | 225 | 10% | 30% | 8000 | 18 | 28 | 0.86 | 0.215 | 44.5426 | 1.2196 | 45.7622 | WIDTH50_LENGTH50_HIGHT12_ORIENTATION225_WINDOWSRATIO20%_SKYLIGHTRATIO40%_3Dview.png | WIDTH50_LENGTH50_HIGHT12_ORIENTATION225_WINDOWSRATIO20%_SKYLIGHTRATIO40%.json
40 | 50 | 16 | 225 | 10% | 30% | 8000 | 28 | 18 | 0.86 | 0.215 | 44.5521 | 1.2133 | 45.7654 | WIDTH60_LENGTH50_HIGHT12_ORIENTATION225_WINDOWSRATIO20%_SKYLIGHTRATIO40%_3Dview.png | WIDTH60_LENGTH50_HIGHT12_ORIENTATION225_WINDOWSRATIO20%_SKYLIGHTRATIO40%.json
50 | 40 | 16 | 270 | 10% | 30% | 8000 | 18 | 28 | 0.86 | 0.215 | 44.6617 | 1.17 | 45.8317 | WIDTH30_LENGTH60_HIGHT12_ORIENTATION225_WINDOWSRATIO20%_SKYLIGHTRATIO40%_3Dview.png | WIDTH30_LENGTH60_HIGHT12_ORIENTATION225_WINDOWSRATIO20%_SKYLIGHTRATIO40%.json
40 | 50 | 16 | 270 | 10% | 30% | 8000 | 28 | 18 | 0.86 | 0.215 | 44.6668 | 1.1494 | 45.8161 | WIDTH40_LENGTH60_HIGHT12_ORIENTATION225_WINDOWSRATIO20%_SKYLIGHTRATIO40%_3Dview.png | WIDTH40_LENGTH60_HIGHT12_ORIENTATION225_WINDOWSRATIO20%_SKYLIGHTRATIO40%.json
50 | 40 | 16 | 315 | 10% | 30% | 8000 | 18 | 28 | 0.86 | 0.215 | 44.571 | 1.2063 | 45.7773 | WIDTH50_LENGTH60_HIGHT12_ORIENTATION225_WINDOWSRATIO20%_SKYLIGHTRATIO40%_3Dview.png | WIDTH50_LENGTH60_HIGHT12_ORIENTATION225_WINDOWSRATIO20%_SKYLIGHTRATIO40%.json
40 | 50 | 16 | 315 | 10% | 30% | 8000 | 28 | 18 | 0.86 | 0.215 | 44.5726 | 1.2093 | 45.7819 | WIDTH60_LENGTH60_HIGHT12_ORIENTATION225_WINDOWSRATIO20%_SKYLIGHTRATIO40%_3Dview.png | WIDTH60_LENGTH60_HIGHT12_ORIENTATION225_WINDOWSRATIO20%_SKYLIGHTRATIO40%.json
50 | 40 | 16 | 0 | 20% | 30% | 8000 | 18 | 28 | 0.86 | 0.215 | 45.5239 | 0.93947 | 46.4634 | WIDTH30_LENGTH30_HIGHT16_ORIENTATION225_WINDOWSRATIO20%_SKYLIGHTRATIO40%_3Dview.png | WIDTH30_LENGTH30_HIGHT16_ORIENTATION225_WINDOWSRATIO20%_SKYLIGHTRATIO40%.json
40 | 50 | 16 | 0 | 20% | 30% | 8000 | 28 | 18 | 0.86 | 0.215 | 45.5077 | 0.96441 | 46.4721 | WIDTH40_LENGTH30_HIGHT16_ORIENTATION225_WINDOWSRATIO20%_SKYLIGHTRATIO40%_3Dview.png | WIDTH40_LENGTH30_HIGHT16_ORIENTATION225_WINDOWSRATIO20%_SKYLIGHTRATIO40%.json
50 | 40 | 16 | 45 | 20% | 30% | 8000 | 18 | 28 | 0.86 | 0.215 | 45.4096 | 1.0067 | 46.4163 | WIDTH50_LENGTH30_HIGHT16_ORIENTATION225_WINDOWSRATIO20%_SKYLIGHTRATIO40%_3Dview.png | WIDTH50_LENGTH30_HIGHT16_ORIENTATION225_WINDOWSRATIO20%_SKYLIGHTRATIO40%.json
40 | 50 | 16 | 45 | 20% | 30% | 8000 | 28 | 18 | 0.86 | 0.215 | 46.6829 | 1.0103 | 47.6932 | WIDTH60_LENGTH30_HIGHT16_ORIENTATION225_WINDOWSRATIO20%_SKYLIGHTRATIO40%_3Dview.png | WIDTH60_LENGTH30_HIGHT16_ORIENTATION225_WINDOWSRATIO20%_SKYLIGHTRATIO40%.json
50 | 40 | 16 | 90 | 20% | 30% | 8000 | 18 | 28 | 0.86 | 0.215 | 45.5083 | 0.96357 | 46.4719 | WIDTH30_LENGTH40_HIGHT16_ORIENTATION225_WINDOWSRATIO20%_SKYLIGHTRATIO40%_3Dview.png | WIDTH30_LENGTH40_HIGHT16_ORIENTATION225_WINDOWSRATIO20%_SKYLIGHTRATIO40%.json
40 | 50 | 16 | 90 | 20% | 30% | 8000 | 28 | 18 | 0.86 | 0.215 | 45.5255 | 0.93832 | 46.4639 | WIDTH40_LENGTH40_HIGHT16_ORIENTATION225_WINDOWSRATIO20%_SKYLIGHTRATIO40%_3Dview.png | WIDTH40_LENGTH40_HIGHT16_ORIENTATION225_WINDOWSRATIO20%_SKYLIGHTRATIO40%.json
50 | 40 | 16 | 135 | 20% | 30% | 8000 | 18 | 28 | 0.86 | 0.215 | 45.3904 | 1.0109 | 46.4014 | WIDTH50_LENGTH40_HIGHT16_ORIENTATION225_WINDOWSRATIO20%_SKYLIGHTRATIO40%_3Dview.png | WIDTH50_LENGTH40_HIGHT16_ORIENTATION225_WINDOWSRATIO20%_SKYLIGHTRATIO40%.json
40 | 50 | 16 | 135 | 20% | 30% | 8000 | 28 | 18 | 0.86 | 0.215 | 46.6858 | 1.0133 | 47.6991 | WIDTH60_LENGTH40_HIGHT16_ORIENTATION225_WINDOWSRATIO20%_SKYLIGHTRATIO40%_3Dview.png | WIDTH60_LENGTH40_HIGHT16_ORIENTATION225_WINDOWSRATIO20%_SKYLIGHTRATIO40%.json
50 | 40 | 16 | 180 | 20% | 30% | 8000 | 18 | 28 | 0.86 | 0.215 | 45.5239 | 0.93947 | 46.4634 | WIDTH30_LENGTH50_HIGHT16_ORIENTATION225_WINDOWSRATIO20%_SKYLIGHTRATIO40%_3Dview.png | WIDTH30_LENGTH50_HIGHT16_ORIENTATION225_WINDOWSRATIO20%_SKYLIGHTRATIO40%.json
40 | 50 | 16 | 180 | 20% | 30% | 8000 | 28 | 18 | 0.86 | 0.215 | 45.5077 | 0.96441 | 46.4721 | WIDTH40_LENGTH50_HIGHT16_ORIENTATION225_WINDOWSRATIO20%_SKYLIGHTRATIO40%_3Dview.png | WIDTH40_LENGTH50_HIGHT16_ORIENTATION225_WINDOWSRATIO20%_SKYLIGHTRATIO40%.json
50 | 40 | 16 | 225 | 20% | 30% | 8000 | 18 | 28 | 0.86 | 0.215 | 45.3845 | 1.0155 | 46.4 | WIDTH50_LENGTH50_HIGHT16_ORIENTATION225_WINDOWSRATIO20%_SKYLIGHTRATIO40%_3Dview.png | WIDTH50_LENGTH50_HIGHT16_ORIENTATION225_WINDOWSRATIO20%_SKYLIGHTRATIO40%.json
40 | 50 | 16 | 225 | 20% | 30% | 8000 | 28 | 18 | 0.86 | 0.215 | 45.3918 | 1.01 | 46.4018 | WIDTH60_LENGTH50_HIGHT16_ORIENTATION225_WINDOWSRATIO20%_SKYLIGHTRATIO40%_3Dview.png | WIDTH60_LENGTH50_HIGHT16_ORIENTATION225_WINDOWSRATIO20%_SKYLIGHTRATIO40%.json
50 | 40 | 16 | 270 | 20% | 30% | 8000 | 18 | 28 | 0.86 | 0.215 | 45.5083 | 0.96357 | 46.4719 | WIDTH30_LENGTH60_HIGHT16_ORIENTATION225_WINDOWSRATIO20%_SKYLIGHTRATIO40%_3Dview.png | WIDTH30_LENGTH60_HIGHT16_ORIENTATION225_WINDOWSRATIO20%_SKYLIGHTRATIO40%.json
40 | 50 | 16 | 270 | 20% | 30% | 8000 | 28 | 18 | 0.86 | 0.215 | 45.5255 | 0.93832 | 46.4639 | WIDTH40_LENGTH60_HIGHT16_ORIENTATION225_WINDOWSRATIO20%_SKYLIGHTRATIO40%_3Dview.png | WIDTH40_LENGTH60_HIGHT16_ORIENTATION225_WINDOWSRATIO20%_SKYLIGHTRATIO40%.json
50 | 40 | 16 | 315 | 20% | 30% | 8000 | 18 | 28 | 0.86 | 0.215 | 45.4073 | 1.0034 | 46.4107 | WIDTH50_LENGTH60_HIGHT16_ORIENTATION225_WINDOWSRATIO20%_SKYLIGHTRATIO40%_3Dview.png | WIDTH50_LENGTH60_HIGHT16_ORIENTATION225_WINDOWSRATIO20%_SKYLIGHTRATIO40%.json
40 | 50 | 16 | 315 | 20% | 30% | 8000 | 28 | 18 | 0.86 | 0.215 | 45.4086 | 1.0066 | 46.4151 | WIDTH60_LENGTH60_HIGHT16_ORIENTATION225_WINDOWSRATIO20%_SKYLIGHTRATIO40%_3Dview.png | WIDTH60_LENGTH60_HIGHT16_ORIENTATION225_WINDOWSRATIO20%_SKYLIGHTRATIO40%.json
50 | 40 | 16 | 0 | 30% | 30% | 8000 | 18 | 28 | 0.86 | 0.215 | 46.1906 | 0.76496 | 46.9556 | WIDTH30_LENGTH30_HIGHT8_ORIENTATION270_WINDOWSRATIO20%_SKYLIGHTRATIO40%_3Dview.png | WIDTH30_LENGTH30_HIGHT8_ORIENTATION270_WINDOWSRATIO20%_SKYLIGHTRATIO40%.json
40 | 50 | 16 | 0 | 30% | 30% | 8000 | 28 | 18 | 0.86 | 0.215 | 46.1582 | 0.79439 | 46.9526 | WIDTH40_LENGTH30_HIGHT8_ORIENTATION270_WINDOWSRATIO20%_SKYLIGHTRATIO40%_3Dview.png | WIDTH40_LENGTH30_HIGHT8_ORIENTATION270_WINDOWSRATIO20%_SKYLIGHTRATIO40%.json
50 | 40 | 16 | 45 | 30% | 30% | 8000 | 18 | 28 | 0.86 | 0.215 | 46.0589 | 0.84024 | 46.8991 | WIDTH50_LENGTH30_HIGHT8_ORIENTATION270_WINDOWSRATIO20%_SKYLIGHTRATIO40%_3Dview.png | WIDTH50_LENGTH30_HIGHT8_ORIENTATION270_WINDOWSRATIO20%_SKYLIGHTRATIO40%.json
40 | 50 | 16 | 45 | 30% | 30% | 8000 | 28 | 18 | 0.86 | 0.215 | 47.3361 | 0.84639 | 48.1825 | WIDTH60_LENGTH30_HIGHT8_ORIENTATION270_WINDOWSRATIO20%_SKYLIGHTRATIO40%_3Dview.png | WIDTH60_LENGTH30_HIGHT8_ORIENTATION270_WINDOWSRATIO20%_SKYLIGHTRATIO40%.json
50 | 40 | 16 | 90 | 30% | 30% | 8000 | 18 | 28 | 0.86 | 0.215 | 46.1589 | 0.79426 | 46.9531 | WIDTH30_LENGTH40_HIGHT8_ORIENTATION270_WINDOWSRATIO20%_SKYLIGHTRATIO40%_3Dview.png | WIDTH30_LENGTH40_HIGHT8_ORIENTATION270_WINDOWSRATIO20%_SKYLIGHTRATIO40%.json
40 | 50 | 16 | 90 | 30% | 30% | 8000 | 28 | 18 | 0.86 | 0.215 | 46.1918 | 0.76395 | 46.9557 | WIDTH40_LENGTH40_HIGHT8_ORIENTATION270_WINDOWSRATIO20%_SKYLIGHTRATIO40%_3Dview.png | WIDTH40_LENGTH40_HIGHT8_ORIENTATION270_WINDOWSRATIO20%_SKYLIGHTRATIO40%.json
50 | 40 | 16 | 135 | 30% | 30% | 8000 | 18 | 28 | 0.86 | 0.215 | 46.043 | 0.84688 | 46.8899 | WIDTH50_LENGTH40_HIGHT8_ORIENTATION270_WINDOWSRATIO20%_SKYLIGHTRATIO40%_3Dview.png | WIDTH50_LENGTH40_HIGHT8_ORIENTATION270_WINDOWSRATIO20%_SKYLIGHTRATIO40%.json
40 | 50 | 16 | 135 | 30% | 30% | 8000 | 28 | 18 | 0.86 | 0.215 | 47.3324 | 0.8495 | 48.1819 | WIDTH60_LENGTH40_HIGHT8_ORIENTATION270_WINDOWSRATIO20%_SKYLIGHTRATIO40%_3Dview.png | WIDTH60_LENGTH40_HIGHT8_ORIENTATION270_WINDOWSRATIO20%_SKYLIGHTRATIO40%.json
50 | 40 | 16 | 180 | 30% | 30% | 8000 | 18 | 28 | 0.86 | 0.215 | 46.1906 | 0.76496 | 46.9556 | WIDTH30_LENGTH50_HIGHT8_ORIENTATION270_WINDOWSRATIO20%_SKYLIGHTRATIO40%_3Dview.png | WIDTH30_LENGTH50_HIGHT8_ORIENTATION270_WINDOWSRATIO20%_SKYLIGHTRATIO40%.json
40 | 50 | 16 | 180 | 30% | 30% | 8000 | 28 | 18 | 0.86 | 0.215 | 46.1582 | 0.79439 | 46.9526 | WIDTH40_LENGTH50_HIGHT8_ORIENTATION270_WINDOWSRATIO20%_SKYLIGHTRATIO40%_3Dview.png | WIDTH40_LENGTH50_HIGHT8_ORIENTATION270_WINDOWSRATIO20%_SKYLIGHTRATIO40%.json
50 | 40 | 16 | 225 | 30% | 30% | 8000 | 18 | 28 | 0.86 | 0.215 | 46.0337 | 0.85234 | 46.886 | WIDTH50_LENGTH50_HIGHT8_ORIENTATION270_WINDOWSRATIO20%_SKYLIGHTRATIO40%_3Dview.png | WIDTH50_LENGTH50_HIGHT8_ORIENTATION270_WINDOWSRATIO20%_SKYLIGHTRATIO40%.json
40 | 50 | 16 | 225 | 30% | 30% | 8000 | 28 | 18 | 0.86 | 0.215 | 46.0447 | 0.84598 | 46.8907 | WIDTH60_LENGTH50_HIGHT8_ORIENTATION270_WINDOWSRATIO20%_SKYLIGHTRATIO40%_3Dview.png | WIDTH60_LENGTH50_HIGHT8_ORIENTATION270_WINDOWSRATIO20%_SKYLIGHTRATIO40%.json
50 | 40 | 16 | 270 | 30% | 30% | 8000 | 18 | 28 | 0.86 | 0.215 | 46.1589 | 0.79426 | 46.9531 | WIDTH30_LENGTH60_HIGHT8_ORIENTATION270_WINDOWSRATIO20%_SKYLIGHTRATIO40%_3Dview.png | WIDTH30_LENGTH60_HIGHT8_ORIENTATION270_WINDOWSRATIO20%_SKYLIGHTRATIO40%.json
40 | 50 | 16 | 270 | 30% | 30% | 8000 | 28 | 18 | 0.86 | 0.215 | 46.1918 | 0.76395 | 46.9557 | WIDTH40_LENGTH60_HIGHT8_ORIENTATION270_WINDOWSRATIO20%_SKYLIGHTRATIO40%_3Dview.png | WIDTH40_LENGTH60_HIGHT8_ORIENTATION270_WINDOWSRATIO20%_SKYLIGHTRATIO40%.json
50 | 40 | 16 | 315 | 30% | 30% | 8000 | 18 | 28 | 0.86 | 0.215 | 46.0608 | 0.83738 | 46.8982 | WIDTH50_LENGTH60_HIGHT8_ORIENTATION270_WINDOWSRATIO20%_SKYLIGHTRATIO40%_3Dview.png | WIDTH50_LENGTH60_HIGHT8_ORIENTATION270_WINDOWSRATIO20%_SKYLIGHTRATIO40%.json
40 | 50 | 16 | 315 | 30% | 30% | 8000 | 28 | 18 | 0.86 | 0.215 | 46.0582 | 0.83992 | 46.8982 | WIDTH60_LENGTH60_HIGHT8_ORIENTATION270_WINDOWSRATIO20%_SKYLIGHTRATIO40%_3Dview.png | WIDTH60_LENGTH60_HIGHT8_ORIENTATION270_WINDOWSRATIO20%_SKYLIGHTRATIO40%.json
50 | 40 | 16 | 0 | 40% | 30% | 8000 | 18 | 28 | 0.86 | 0.215 | 46.6914 | 0.63483 | 47.3262 | WIDTH30_LENGTH30_HIGHT12_ORIENTATION270_WINDOWSRATIO20%_SKYLIGHTRATIO40%_3Dview.png | WIDTH30_LENGTH30_HIGHT12_ORIENTATION270_WINDOWSRATIO20%_SKYLIGHTRATIO40%.json
40 | 50 | 16 | 0 | 40% | 30% | 8000 | 28 | 18 | 0.86 | 0.215 | 46.6422 | 0.66554 | 47.3077 | WIDTH40_LENGTH30_HIGHT12_ORIENTATION270_WINDOWSRATIO20%_SKYLIGHTRATIO40%_3Dview.png | WIDTH40_LENGTH30_HIGHT12_ORIENTATION270_WINDOWSRATIO20%_SKYLIGHTRATIO40%.json
50 | 40 | 16 | 45 | 40% | 30% | 8000 | 18 | 28 | 0.86 | 0.215 | 46.5428 | 0.70906 | 47.2519 | WIDTH50_LENGTH30_HIGHT12_ORIENTATION270_WINDOWSRATIO20%_SKYLIGHTRATIO40%_3Dview.png | WIDTH50_LENGTH30_HIGHT12_ORIENTATION270_WINDOWSRATIO20%_SKYLIGHTRATIO40%.json
40 | 50 | 16 | 45 | 40% | 30% | 8000 | 28 | 18 | 0.86 | 0.215 | 47.8305 | 0.71177 | 48.5423 | WIDTH60_LENGTH30_HIGHT12_ORIENTATION270_WINDOWSRATIO20%_SKYLIGHTRATIO40%_3Dview.png | WIDTH60_LENGTH30_HIGHT12_ORIENTATION270_WINDOWSRATIO20%_SKYLIGHTRATIO40%.json
50 | 40 | 16 | 90 | 40% | 30% | 8000 | 18 | 28 | 0.86 | 0.215 | 46.6426 | 0.66388 | 47.3065 | WIDTH30_LENGTH40_HIGHT12_ORIENTATION270_WINDOWSRATIO20%_SKYLIGHTRATIO40%_3Dview.png | WIDTH30_LENGTH40_HIGHT12_ORIENTATION270_WINDOWSRATIO20%_SKYLIGHTRATIO40%.json
40 | 50 | 16 | 90 | 40% | 30% | 8000 | 28 | 18 | 0.86 | 0.215 | 46.6926 | 0.63385 | 47.3265 | WIDTH40_LENGTH40_HIGHT12_ORIENTATION270_WINDOWSRATIO20%_SKYLIGHTRATIO40%_3Dview.png | WIDTH40_LENGTH40_HIGHT12_ORIENTATION270_WINDOWSRATIO20%_SKYLIGHTRATIO40%.json
50 | 40 | 16 | 135 | 40% | 30% | 8000 | 18 | 28 | 0.86 | 0.215 | 46.5372 | 0.71224 | 47.2494 | WIDTH50_LENGTH40_HIGHT12_ORIENTATION270_WINDOWSRATIO20%_SKYLIGHTRATIO40%_3Dview.png | WIDTH50_LENGTH40_HIGHT12_ORIENTATION270_WINDOWSRATIO20%_SKYLIGHTRATIO40%.json
40 | 50 | 16 | 135 | 40% | 30% | 8000 | 28 | 18 | 0.86 | 0.215 | 47.8194 | 0.71667 | 48.536 | WIDTH60_LENGTH40_HIGHT12_ORIENTATION270_WINDOWSRATIO20%_SKYLIGHTRATIO40%_3Dview.png | WIDTH60_LENGTH40_HIGHT12_ORIENTATION270_WINDOWSRATIO20%_SKYLIGHTRATIO40%.json
50 | 40 | 16 | 180 | 40% | 30% | 8000 | 18 | 28 | 0.86 | 0.215 | 46.6914 | 0.63483 | 47.3262 | WIDTH30_LENGTH50_HIGHT12_ORIENTATION270_WINDOWSRATIO20%_SKYLIGHTRATIO40%_3Dview.png | WIDTH30_LENGTH50_HIGHT12_ORIENTATION270_WINDOWSRATIO20%_SKYLIGHTRATIO40%.json
40 | 50 | 16 | 180 | 40% | 30% | 8000 | 28 | 18 | 0.86 | 0.215 | 46.6422 | 0.66554 | 47.3077 | WIDTH40_LENGTH50_HIGHT12_ORIENTATION270_WINDOWSRATIO20%_SKYLIGHTRATIO40%_3Dview.png | WIDTH40_LENGTH50_HIGHT12_ORIENTATION270_WINDOWSRATIO20%_SKYLIGHTRATIO40%.json
50 | 40 | 16 | 225 | 40% | 30% | 8000 | 18 | 28 | 0.86 | 0.215 | 46.5243 | 0.71601 | 47.2403 | WIDTH50_LENGTH50_HIGHT12_ORIENTATION270_WINDOWSRATIO20%_SKYLIGHTRATIO40%_3Dview.png | WIDTH50_LENGTH50_HIGHT12_ORIENTATION270_WINDOWSRATIO20%_SKYLIGHTRATIO40%.json
40 | 50 | 16 | 225 | 40% | 30% | 8000 | 28 | 18 | 0.86 | 0.215 | 46.5386 | 0.71139 | 47.25 | WIDTH60_LENGTH50_HIGHT12_ORIENTATION270_WINDOWSRATIO20%_SKYLIGHTRATIO40%_3Dview.png | WIDTH60_LENGTH50_HIGHT12_ORIENTATION270_WINDOWSRATIO20%_SKYLIGHTRATIO40%.json
50 | 40 | 16 | 270 | 40% | 30% | 8000 | 18 | 28 | 0.86 | 0.215 | 46.6426 | 0.66388 | 47.3065 | WIDTH30_LENGTH60_HIGHT12_ORIENTATION270_WINDOWSRATIO20%_SKYLIGHTRATIO40%_3Dview.png | WIDTH30_LENGTH60_HIGHT12_ORIENTATION270_WINDOWSRATIO20%_SKYLIGHTRATIO40%.json
40 | 50 | 16 | 270 | 40% | 30% | 8000 | 28 | 18 | 0.86 | 0.215 | 46.6926 | 0.63385 | 47.3265 | WIDTH40_LENGTH60_HIGHT12_ORIENTATION270_WINDOWSRATIO20%_SKYLIGHTRATIO40%_3Dview.png | WIDTH40_LENGTH60_HIGHT12_ORIENTATION270_WINDOWSRATIO20%_SKYLIGHTRATIO40%.json
50 | 40 | 16 | 315 | 40% | 30% | 8000 | 18 | 28 | 0.86 | 0.215 | 46.5507 | 0.70556 | 47.2563 | WIDTH50_LENGTH60_HIGHT12_ORIENTATION270_WINDOWSRATIO20%_SKYLIGHTRATIO40%_3Dview.png | WIDTH50_LENGTH60_HIGHT12_ORIENTATION270_WINDOWSRATIO20%_SKYLIGHTRATIO40%.json
40 | 50 | 16 | 315 | 40% | 30% | 8000 | 28 | 18 | 0.86 | 0.215 | 46.5432 | 0.70715 | 47.2504 | WIDTH60_LENGTH60_HIGHT12_ORIENTATION270_WINDOWSRATIO20%_SKYLIGHTRATIO40%_3Dview.png | WIDTH60_LENGTH60_HIGHT12_ORIENTATION270_WINDOWSRATIO20%_SKYLIGHTRATIO40%.json
50 | 40 | 16 | 0 | 10% | 40% | 8000 | 18 | 28 | 0.86 | 0.215 | 46.1067 | 1.1056 | 47.2123 | WIDTH30_LENGTH30_HIGHT16_ORIENTATION270_WINDOWSRATIO20%_SKYLIGHTRATIO40%_3Dview.png | WIDTH30_LENGTH30_HIGHT16_ORIENTATION270_WINDOWSRATIO20%_SKYLIGHTRATIO40%.json
40 | 50 | 16 | 0 | 10% | 40% | 8000 | 28 | 18 | 0.86 | 0.215 | 46.1003 | 1.1266 | 47.2269 | WIDTH40_LENGTH30_HIGHT16_ORIENTATION270_WINDOWSRATIO20%_SKYLIGHTRATIO40%_3Dview.png | WIDTH40_LENGTH30_HIGHT16_ORIENTATION270_WINDOWSRATIO20%_SKYLIGHTRATIO40%.json
50 | 40 | 16 | 45 | 10% | 40% | 8000 | 18 | 28 | 0.86 | 0.215 | 46.0157 | 1.1626 | 47.1783 | WIDTH50_LENGTH30_HIGHT16_ORIENTATION270_WINDOWSRATIO20%_SKYLIGHTRATIO40%_3Dview.png | WIDTH50_LENGTH30_HIGHT16_ORIENTATION270_WINDOWSRATIO20%_SKYLIGHTRATIO40%.json
40 | 50 | 16 | 45 | 10% | 40% | 8000 | 28 | 18 | 0.86 | 0.215 | 45.9846 | 1.1715 | 47.1561 | WIDTH60_LENGTH30_HIGHT16_ORIENTATION270_WINDOWSRATIO20%_SKYLIGHTRATIO40%_3Dview.png | WIDTH60_LENGTH30_HIGHT16_ORIENTATION270_WINDOWSRATIO20%_SKYLIGHTRATIO40%.json
50 | 40 | 16 | 90 | 10% | 40% | 8000 | 18 | 28 | 0.86 | 0.215 | 46.101 | 1.1257 | 47.2267 | WIDTH30_LENGTH40_HIGHT16_ORIENTATION270_WINDOWSRATIO20%_SKYLIGHTRATIO40%_3Dview.png | WIDTH30_LENGTH40_HIGHT16_ORIENTATION270_WINDOWSRATIO20%_SKYLIGHTRATIO40%.json
40 | 50 | 16 | 90 | 10% | 40% | 8000 | 28 | 18 | 0.86 | 0.215 | 46.1076 | 1.1048 | 47.2124 | WIDTH40_LENGTH40_HIGHT16_ORIENTATION270_WINDOWSRATIO20%_SKYLIGHTRATIO40%_3Dview.png | WIDTH40_LENGTH40_HIGHT16_ORIENTATION270_WINDOWSRATIO20%_SKYLIGHTRATIO40%.json
50 | 40 | 16 | 135 | 10% | 40% | 8000 | 18 | 28 | 0.86 | 0.215 | 45.9824 | 1.1724 | 47.1548 | WIDTH50_LENGTH40_HIGHT16_ORIENTATION270_WINDOWSRATIO20%_SKYLIGHTRATIO40%_3Dview.png | WIDTH50_LENGTH40_HIGHT16_ORIENTATION270_WINDOWSRATIO20%_SKYLIGHTRATIO40%.json
40 | 50 | 16 | 135 | 10% | 40% | 8000 | 28 | 18 | 0.86 | 0.215 | 45.9788 | 1.1781 | 47.1569 | WIDTH60_LENGTH40_HIGHT16_ORIENTATION270_WINDOWSRATIO20%_SKYLIGHTRATIO40%_3Dview.png | WIDTH60_LENGTH40_HIGHT16_ORIENTATION270_WINDOWSRATIO20%_SKYLIGHTRATIO40%.json
50 | 40 | 16 | 180 | 10% | 40% | 8000 | 18 | 28 | 0.86 | 0.215 | 46.1067 | 1.1056 | 47.2123 | WIDTH30_LENGTH50_HIGHT16_ORIENTATION270_WINDOWSRATIO20%_SKYLIGHTRATIO40%_3Dview.png | WIDTH30_LENGTH50_HIGHT16_ORIENTATION270_WINDOWSRATIO20%_SKYLIGHTRATIO40%.json
40 | 50 | 16 | 180 | 10% | 40% | 8000 | 28 | 18 | 0.86 | 0.215 | 46.1003 | 1.1266 | 47.2269 | WIDTH40_LENGTH50_HIGHT16_ORIENTATION270_WINDOWSRATIO20%_SKYLIGHTRATIO40%_3Dview.png | WIDTH40_LENGTH50_HIGHT16_ORIENTATION270_WINDOWSRATIO20%_SKYLIGHTRATIO40%.json
50 | 40 | 16 | 225 | 10% | 40% | 8000 | 18 | 28 | 0.86 | 0.215 | 45.9725 | 1.1776 | 47.1501 | WIDTH50_LENGTH50_HIGHT16_ORIENTATION270_WINDOWSRATIO20%_SKYLIGHTRATIO40%_3Dview.png | WIDTH50_LENGTH50_HIGHT16_ORIENTATION270_WINDOWSRATIO20%_SKYLIGHTRATIO40%.json
40 | 50 | 16 | 225 | 10% | 40% | 8000 | 28 | 18 | 0.86 | 0.215 | 46.0039 | 1.1631 | 47.167 | WIDTH60_LENGTH50_HIGHT16_ORIENTATION270_WINDOWSRATIO20%_SKYLIGHTRATIO40%_3Dview.png | WIDTH60_LENGTH50_HIGHT16_ORIENTATION270_WINDOWSRATIO20%_SKYLIGHTRATIO40%.json
50 | 40 | 16 | 270 | 10% | 40% | 8000 | 18 | 28 | 0.86 | 0.215 | 46.101 | 1.1257 | 47.2267 | WIDTH30_LENGTH60_HIGHT16_ORIENTATION270_WINDOWSRATIO20%_SKYLIGHTRATIO40%_3Dview.png | WIDTH30_LENGTH60_HIGHT16_ORIENTATION270_WINDOWSRATIO20%_SKYLIGHTRATIO40%.json
40 | 50 | 16 | 270 | 10% | 40% | 8000 | 28 | 18 | 0.86 | 0.215 | 46.1076 | 1.1048 | 47.2124 | WIDTH40_LENGTH60_HIGHT16_ORIENTATION270_WINDOWSRATIO20%_SKYLIGHTRATIO40%_3Dview.png | WIDTH40_LENGTH60_HIGHT16_ORIENTATION270_WINDOWSRATIO20%_SKYLIGHTRATIO40%.json
50 | 40 | 16 | 315 | 10% | 40% | 8000 | 18 | 28 | 0.86 | 0.215 | 45.9972 | 1.168 | 47.1652 | WIDTH50_LENGTH60_HIGHT16_ORIENTATION270_WINDOWSRATIO20%_SKYLIGHTRATIO40%_3Dview.png | WIDTH50_LENGTH60_HIGHT16_ORIENTATION270_WINDOWSRATIO20%_SKYLIGHTRATIO40%.json
40 | 50 | 16 | 315 | 10% | 40% | 8000 | 28 | 18 | 0.86 | 0.215 | 45.9959 | 1.1716 | 47.1674 | WIDTH60_LENGTH60_HIGHT16_ORIENTATION270_WINDOWSRATIO20%_SKYLIGHTRATIO40%_3Dview.png | WIDTH60_LENGTH60_HIGHT16_ORIENTATION270_WINDOWSRATIO20%_SKYLIGHTRATIO40%.json
50 | 40 | 16 | 0 | 20% | 40% | 8000 | 18 | 28 | 0.86 | 0.215 | 46.945 | 0.89599 | 47.841 | WIDTH30_LENGTH30_HIGHT8_ORIENTATION315_WINDOWSRATIO20%_SKYLIGHTRATIO40%_3Dview.png | WIDTH30_LENGTH30_HIGHT8_ORIENTATION315_WINDOWSRATIO20%_SKYLIGHTRATIO40%.json
40 | 50 | 16 | 0 | 20% | 40% | 8000 | 28 | 18 | 0.86 | 0.215 | 46.9255 | 0.92358 | 47.8491 | WIDTH40_LENGTH30_HIGHT8_ORIENTATION315_WINDOWSRATIO20%_SKYLIGHTRATIO40%_3Dview.png | WIDTH40_LENGTH30_HIGHT8_ORIENTATION315_WINDOWSRATIO20%_SKYLIGHTRATIO40%.json
50 | 40 | 16 | 45 | 20% | 40% | 8000 | 18 | 28 | 0.86 | 0.215 | 46.8298 | 0.96236 | 47.7922 | WIDTH50_LENGTH30_HIGHT8_ORIENTATION315_WINDOWSRATIO20%_SKYLIGHTRATIO40%_3Dview.png | WIDTH50_LENGTH30_HIGHT8_ORIENTATION315_WINDOWSRATIO20%_SKYLIGHTRATIO40%.json
40 | 50 | 16 | 45 | 20% | 40% | 8000 | 28 | 18 | 0.86 | 0.215 | 46.8012 | 0.97224 | 47.7734 | WIDTH60_LENGTH30_HIGHT8_ORIENTATION315_WINDOWSRATIO20%_SKYLIGHTRATIO40%_3Dview.png | WIDTH60_LENGTH30_HIGHT8_ORIENTATION315_WINDOWSRATIO20%_SKYLIGHTRATIO40%.json
50 | 40 | 16 | 90 | 20% | 40% | 8000 | 18 | 28 | 0.86 | 0.215 | 46.9262 | 0.9228 | 47.849 | WIDTH30_LENGTH40_HIGHT8_ORIENTATION315_WINDOWSRATIO20%_SKYLIGHTRATIO40%_3Dview.png | WIDTH30_LENGTH40_HIGHT8_ORIENTATION315_WINDOWSRATIO20%_SKYLIGHTRATIO40%.json
40 | 50 | 16 | 90 | 20% | 40% | 8000 | 28 | 18 | 0.86 | 0.215 | 46.9446 | 0.8978 | 47.8424 | WIDTH40_LENGTH40_HIGHT8_ORIENTATION315_WINDOWSRATIO20%_SKYLIGHTRATIO40%_3Dview.png | WIDTH40_LENGTH40_HIGHT8_ORIENTATION315_WINDOWSRATIO20%_SKYLIGHTRATIO40%.json
50 | 40 | 16 | 135 | 20% | 40% | 8000 | 18 | 28 | 0.86 | 0.215 | 46.7987 | 0.97314 | 47.7718 | WIDTH50_LENGTH40_HIGHT8_ORIENTATION315_WINDOWSRATIO20%_SKYLIGHTRATIO40%_3Dview.png | WIDTH50_LENGTH40_HIGHT8_ORIENTATION315_WINDOWSRATIO20%_SKYLIGHTRATIO40%.json
40 | 50 | 16 | 135 | 20% | 40% | 8000 | 28 | 18 | 0.86 | 0.215 | 46.7964 | 0.97835 | 47.7748 | WIDTH60_LENGTH40_HIGHT8_ORIENTATION315_WINDOWSRATIO20%_SKYLIGHTRATIO40%_3Dview.png | WIDTH60_LENGTH40_HIGHT8_ORIENTATION315_WINDOWSRATIO20%_SKYLIGHTRATIO40%.json
50 | 40 | 16 | 180 | 20% | 40% | 8000 | 18 | 28 | 0.86 | 0.215 | 46.945 | 0.89599 | 47.841 | WIDTH30_LENGTH50_HIGHT8_ORIENTATION315_WINDOWSRATIO20%_SKYLIGHTRATIO40%_3Dview.png | WIDTH30_LENGTH50_HIGHT8_ORIENTATION315_WINDOWSRATIO20%_SKYLIGHTRATIO40%.json
40 | 50 | 16 | 180 | 20% | 40% | 8000 | 28 | 18 | 0.86 | 0.215 | 46.9255 | 0.92358 | 47.8491 | WIDTH40_LENGTH50_HIGHT8_ORIENTATION315_WINDOWSRATIO20%_SKYLIGHTRATIO40%_3Dview.png | WIDTH40_LENGTH50_HIGHT8_ORIENTATION315_WINDOWSRATIO20%_SKYLIGHTRATIO40%.json
50 | 40 | 16 | 225 | 20% | 40% | 8000 | 18 | 28 | 0.86 | 0.215 | 46.7907 | 0.97843 | 47.7692 | WIDTH50_LENGTH50_HIGHT8_ORIENTATION315_WINDOWSRATIO20%_SKYLIGHTRATIO40%_3Dview.png | WIDTH50_LENGTH50_HIGHT8_ORIENTATION315_WINDOWSRATIO20%_SKYLIGHTRATIO40%.json
40 | 50 | 16 | 225 | 20% | 40% | 8000 | 28 | 18 | 0.86 | 0.215 | 46.8185 | 0.9658 | 47.7843 | WIDTH60_LENGTH50_HIGHT8_ORIENTATION315_WINDOWSRATIO20%_SKYLIGHTRATIO40%_3Dview.png | WIDTH60_LENGTH50_HIGHT8_ORIENTATION315_WINDOWSRATIO20%_SKYLIGHTRATIO40%.json
50 | 40 | 16 | 270 | 20% | 40% | 8000 | 18 | 28 | 0.86 | 0.215 | 46.9262 | 0.9228 | 47.849 | WIDTH30_LENGTH60_HIGHT8_ORIENTATION315_WINDOWSRATIO20%_SKYLIGHTRATIO40%_3Dview.png | WIDTH30_LENGTH60_HIGHT8_ORIENTATION315_WINDOWSRATIO20%_SKYLIGHTRATIO40%.json
40 | 50 | 16 | 270 | 20% | 40% | 8000 | 28 | 18 | 0.86 | 0.215 | 46.9446 | 0.8978 | 47.8424 | WIDTH40_LENGTH60_HIGHT8_ORIENTATION315_WINDOWSRATIO20%_SKYLIGHTRATIO40%_3Dview.png | WIDTH40_LENGTH60_HIGHT8_ORIENTATION315_WINDOWSRATIO20%_SKYLIGHTRATIO40%.json
50 | 40 | 16 | 315 | 20% | 40% | 8000 | 18 | 28 | 0.86 | 0.215 | 46.8132 | 0.97052 | 47.7837 | WIDTH50_LENGTH60_HIGHT8_ORIENTATION315_WINDOWSRATIO20%_SKYLIGHTRATIO40%_3Dview.png | WIDTH50_LENGTH60_HIGHT8_ORIENTATION315_WINDOWSRATIO20%_SKYLIGHTRATIO40%.json
40 | 50 | 16 | 315 | 20% | 40% | 8000 | 28 | 18 | 0.86 | 0.215 | 46.8099 | 0.97202 | 47.7819 | WIDTH60_LENGTH60_HIGHT8_ORIENTATION315_WINDOWSRATIO20%_SKYLIGHTRATIO40%_3Dview.png | WIDTH60_LENGTH60_HIGHT8_ORIENTATION315_WINDOWSRATIO20%_SKYLIGHTRATIO40%.json
50 | 40 | 16 | 0 | 30% | 40% | 8000 | 18 | 28 | 0.86 | 0.215 | 47.5847 | 0.73113 | 48.3158 | WIDTH30_LENGTH30_HIGHT12_ORIENTATION315_WINDOWSRATIO20%_SKYLIGHTRATIO40%_3Dview.png | WIDTH30_LENGTH30_HIGHT12_ORIENTATION315_WINDOWSRATIO20%_SKYLIGHTRATIO40%.json
40 | 50 | 16 | 0 | 30% | 40% | 8000 | 28 | 18 | 0.86 | 0.215 | 47.5493 | 0.75935 | 48.3087 | WIDTH40_LENGTH30_HIGHT12_ORIENTATION315_WINDOWSRATIO20%_SKYLIGHTRATIO40%_3Dview.png | WIDTH40_LENGTH30_HIGHT12_ORIENTATION315_WINDOWSRATIO20%_SKYLIGHTRATIO40%.json
50 | 40 | 16 | 45 | 30% | 40% | 8000 | 18 | 28 | 0.86 | 0.215 | 47.4516 | 0.80314 | 48.2547 | WIDTH50_LENGTH30_HIGHT12_ORIENTATION315_WINDOWSRATIO20%_SKYLIGHTRATIO40%_3Dview.png | WIDTH50_LENGTH30_HIGHT12_ORIENTATION315_WINDOWSRATIO20%_SKYLIGHTRATIO40%.json
40 | 50 | 16 | 45 | 30% | 40% | 8000 | 28 | 18 | 0.86 | 0.215 | 47.4347 | 0.80899 | 48.2437 | WIDTH60_LENGTH30_HIGHT12_ORIENTATION315_WINDOWSRATIO20%_SKYLIGHTRATIO40%_3Dview.png | WIDTH60_LENGTH30_HIGHT12_ORIENTATION315_WINDOWSRATIO20%_SKYLIGHTRATIO40%.json
50 | 40 | 16 | 90 | 30% | 40% | 8000 | 18 | 28 | 0.86 | 0.215 | 47.5498 | 0.75853 | 48.3084 | WIDTH30_LENGTH40_HIGHT12_ORIENTATION315_WINDOWSRATIO20%_SKYLIGHTRATIO40%_3Dview.png | WIDTH30_LENGTH40_HIGHT12_ORIENTATION315_WINDOWSRATIO20%_SKYLIGHTRATIO40%.json
40 | 50 | 16 | 90 | 30% | 40% | 8000 | 28 | 18 | 0.86 | 0.215 | 47.5848 | 0.73142 | 48.3162 | WIDTH40_LENGTH40_HIGHT12_ORIENTATION315_WINDOWSRATIO20%_SKYLIGHTRATIO40%_3Dview.png | WIDTH40_LENGTH40_HIGHT12_ORIENTATION315_WINDOWSRATIO20%_SKYLIGHTRATIO40%.json
50 | 40 | 16 | 135 | 30% | 40% | 8000 | 18 | 28 | 0.86 | 0.215 | 47.4321 | 0.80988 | 48.242 | WIDTH50_LENGTH40_HIGHT12_ORIENTATION315_WINDOWSRATIO20%_SKYLIGHTRATIO40%_3Dview.png | WIDTH50_LENGTH40_HIGHT12_ORIENTATION315_WINDOWSRATIO20%_SKYLIGHTRATIO40%.json
40 | 50 | 16 | 135 | 30% | 40% | 8000 | 28 | 18 | 0.86 | 0.215 | 47.4205 | 0.81828 | 48.2388 | WIDTH60_LENGTH40_HIGHT12_ORIENTATION315_WINDOWSRATIO20%_SKYLIGHTRATIO40%_3Dview.png | WIDTH60_LENGTH40_HIGHT12_ORIENTATION315_WINDOWSRATIO20%_SKYLIGHTRATIO40%.json
50 | 40 | 16 | 180 | 30% | 40% | 8000 | 18 | 28 | 0.86 | 0.215 | 47.5847 | 0.73113 | 48.3158 | WIDTH30_LENGTH50_HIGHT12_ORIENTATION315_WINDOWSRATIO20%_SKYLIGHTRATIO40%_3Dview.png | WIDTH30_LENGTH50_HIGHT12_ORIENTATION315_WINDOWSRATIO20%_SKYLIGHTRATIO40%.json
40 | 50 | 16 | 180 | 30% | 40% | 8000 | 28 | 18 | 0.86 | 0.215 | 47.5493 | 0.75935 | 48.3087 | WIDTH40_LENGTH50_HIGHT12_ORIENTATION315_WINDOWSRATIO20%_SKYLIGHTRATIO40%_3Dview.png | WIDTH40_LENGTH50_HIGHT12_ORIENTATION315_WINDOWSRATIO20%_SKYLIGHTRATIO40%.json
50 | 40 | 16 | 225 | 30% | 40% | 8000 | 18 | 28 | 0.86 | 0.215 | 47.4211 | 0.81506 | 48.2362 | WIDTH50_LENGTH50_HIGHT12_ORIENTATION315_WINDOWSRATIO20%_SKYLIGHTRATIO40%_3Dview.png | WIDTH50_LENGTH50_HIGHT12_ORIENTATION315_WINDOWSRATIO20%_SKYLIGHTRATIO40%.json
40 | 50 | 16 | 225 | 30% | 40% | 8000 | 28 | 18 | 0.86 | 0.215 | 47.4495 | 0.8025 | 48.252 | WIDTH60_LENGTH50_HIGHT12_ORIENTATION315_WINDOWSRATIO20%_SKYLIGHTRATIO40%_3Dview.png | WIDTH60_LENGTH50_HIGHT12_ORIENTATION315_WINDOWSRATIO20%_SKYLIGHTRATIO40%.json
50 | 40 | 16 | 270 | 30% | 40% | 8000 | 18 | 28 | 0.86 | 0.215 | 47.5498 | 0.75853 | 48.3084 | WIDTH30_LENGTH60_HIGHT12_ORIENTATION315_WINDOWSRATIO20%_SKYLIGHTRATIO40%_3Dview.png | WIDTH30_LENGTH60_HIGHT12_ORIENTATION315_WINDOWSRATIO20%_SKYLIGHTRATIO40%.json
40 | 50 | 16 | 270 | 30% | 40% | 8000 | 28 | 18 | 0.86 | 0.215 | 47.5848 | 0.73142 | 48.3162 | WIDTH40_LENGTH60_HIGHT12_ORIENTATION315_WINDOWSRATIO20%_SKYLIGHTRATIO40%_3Dview.png | WIDTH40_LENGTH60_HIGHT12_ORIENTATION315_WINDOWSRATIO20%_SKYLIGHTRATIO40%.json
50 | 40 | 16 | 315 | 30% | 40% | 8000 | 18 | 28 | 0.86 | 0.215 | 47.4414 | 0.80688 | 48.2483 | WIDTH50_LENGTH60_HIGHT12_ORIENTATION315_WINDOWSRATIO20%_SKYLIGHTRATIO40%_3Dview.png | WIDTH50_LENGTH60_HIGHT12_ORIENTATION315_WINDOWSRATIO20%_SKYLIGHTRATIO40%.json
40 | 50 | 16 | 315 | 30% | 40% | 8000 | 28 | 18 | 0.86 | 0.215 | 47.4368 | 0.8091 | 48.2459 | WIDTH60_LENGTH60_HIGHT12_ORIENTATION315_WINDOWSRATIO20%_SKYLIGHTRATIO40%_3Dview.png | WIDTH60_LENGTH60_HIGHT12_ORIENTATION315_WINDOWSRATIO20%_SKYLIGHTRATIO40%.json
50 | 40 | 16 | 0 | 40% | 40% | 8000 | 18 | 28 | 0.86 | 0.215 | 48.0658 | 0.60543 | 48.6712 | WIDTH30_LENGTH30_HIGHT16_ORIENTATION315_WINDOWSRATIO20%_SKYLIGHTRATIO40%_3Dview.png | WIDTH30_LENGTH30_HIGHT16_ORIENTATION315_WINDOWSRATIO20%_SKYLIGHTRATIO40%.json
40 | 50 | 16 | 0 | 40% | 40% | 8000 | 28 | 18 | 0.86 | 0.215 | 48.0168 | 0.63473 | 48.6515 | WIDTH40_LENGTH30_HIGHT16_ORIENTATION315_WINDOWSRATIO20%_SKYLIGHTRATIO40%_3Dview.png | WIDTH40_LENGTH30_HIGHT16_ORIENTATION315_WINDOWSRATIO20%_SKYLIGHTRATIO40%.json
50 | 40 | 16 | 45 | 40% | 40% | 8000 | 18 | 28 | 0.86 | 0.215 | 47.92 | 0.67591 | 48.5959 | WIDTH50_LENGTH30_HIGHT16_ORIENTATION315_WINDOWSRATIO20%_SKYLIGHTRATIO40%_3Dview.png | WIDTH50_LENGTH30_HIGHT16_ORIENTATION315_WINDOWSRATIO20%_SKYLIGHTRATIO40%.json
40 | 50 | 16 | 45 | 40% | 40% | 8000 | 28 | 18 | 0.86 | 0.215 | 47.9122 | 0.68147 | 48.5937 | WIDTH60_LENGTH30_HIGHT16_ORIENTATION315_WINDOWSRATIO20%_SKYLIGHTRATIO40%_3Dview.png | WIDTH60_LENGTH30_HIGHT16_ORIENTATION315_WINDOWSRATIO20%_SKYLIGHTRATIO40%.json
50 | 40 | 16 | 90 | 40% | 40% | 8000 | 18 | 28 | 0.86 | 0.215 | 48.0174 | 0.63294 | 48.6504 | WIDTH30_LENGTH40_HIGHT16_ORIENTATION315_WINDOWSRATIO20%_SKYLIGHTRATIO40%_3Dview.png | WIDTH30_LENGTH40_HIGHT16_ORIENTATION315_WINDOWSRATIO20%_SKYLIGHTRATIO40%.json
40 | 50 | 16 | 90 | 40% | 40% | 8000 | 28 | 18 | 0.86 | 0.215 | 48.0666 | 0.6046 | 48.6712 | WIDTH40_LENGTH40_HIGHT16_ORIENTATION315_WINDOWSRATIO20%_SKYLIGHTRATIO40%_3Dview.png | WIDTH40_LENGTH40_HIGHT16_ORIENTATION315_WINDOWSRATIO20%_SKYLIGHTRATIO40%.json
50 | 40 | 16 | 135 | 40% | 40% | 8000 | 18 | 28 | 0.86 | 0.215 | 47.9101 | 0.68329 | 48.5934 | WIDTH50_LENGTH40_HIGHT16_ORIENTATION315_WINDOWSRATIO20%_SKYLIGHTRATIO40%_3Dview.png | WIDTH50_LENGTH40_HIGHT16_ORIENTATION315_WINDOWSRATIO20%_SKYLIGHTRATIO40%.json
40 | 50 | 16 | 135 | 40% | 40% | 8000 | 28 | 18 | 0.86 | 0.215 | 47.8957 | 0.68889 | 48.5846 | WIDTH60_LENGTH40_HIGHT16_ORIENTATION315_WINDOWSRATIO20%_SKYLIGHTRATIO40%_3Dview.png | WIDTH60_LENGTH40_HIGHT16_ORIENTATION315_WINDOWSRATIO20%_SKYLIGHTRATIO40%.json
50 | 40 | 16 | 180 | 40% | 40% | 8000 | 18 | 28 | 0.86 | 0.215 | 48.0658 | 0.60543 | 48.6712 | WIDTH30_LENGTH50_HIGHT16_ORIENTATION315_WINDOWSRATIO20%_SKYLIGHTRATIO40%_3Dview.png | WIDTH30_LENGTH50_HIGHT16_ORIENTATION315_WINDOWSRATIO20%_SKYLIGHTRATIO40%.json
40 | 50 | 16 | 180 | 40% | 40% | 8000 | 28 | 18 | 0.86 | 0.215 | 48.0168 | 0.63473 | 48.6515 | WIDTH40_LENGTH50_HIGHT16_ORIENTATION315_WINDOWSRATIO20%_SKYLIGHTRATIO40%_3Dview.png | WIDTH40_LENGTH50_HIGHT16_ORIENTATION315_WINDOWSRATIO20%_SKYLIGHTRATIO40%.json
50 | 40 | 16 | 225 | 40% | 40% | 8000 | 18 | 28 | 0.86 | 0.215 | 47.8945 | 0.687 | 48.5814 | WIDTH50_LENGTH50_HIGHT16_ORIENTATION315_WINDOWSRATIO20%_SKYLIGHTRATIO40%_3Dview.png | WIDTH50_LENGTH50_HIGHT16_ORIENTATION315_WINDOWSRATIO20%_SKYLIGHTRATIO40%.json
40 | 50 | 16 | 225 | 40% | 40% | 8000 | 28 | 18 | 0.86 | 0.215 | 47.9245 | 0.6755 | 48.6 | WIDTH60_LENGTH50_HIGHT16_ORIENTATION315_WINDOWSRATIO20%_SKYLIGHTRATIO40%_3Dview.png | WIDTH60_LENGTH50_HIGHT16_ORIENTATION315_WINDOWSRATIO20%_SKYLIGHTRATIO40%.json
50 | 40 | 16 | 270 | 40% | 40% | 8000 | 18 | 28 | 0.86 | 0.215 | 48.0174 | 0.63294 | 48.6504 | WIDTH30_LENGTH60_HIGHT16_ORIENTATION315_WINDOWSRATIO20%_SKYLIGHTRATIO40%_3Dview.png | WIDTH30_LENGTH60_HIGHT16_ORIENTATION315_WINDOWSRATIO20%_SKYLIGHTRATIO40%.json
40 | 50 | 16 | 270 | 40% | 40% | 8000 | 28 | 18 | 0.86 | 0.215 | 48.0666 | 0.6046 | 48.6712 | WIDTH40_LENGTH60_HIGHT16_ORIENTATION315_WINDOWSRATIO20%_SKYLIGHTRATIO40%_3Dview.png | WIDTH40_LENGTH60_HIGHT16_ORIENTATION315_WINDOWSRATIO20%_SKYLIGHTRATIO40%.json
50 | 40 | 16 | 315 | 40% | 40% | 8000 | 18 | 28 | 0.86 | 0.215 | 47.9171 | 0.68016 | 48.5973 | WIDTH50_LENGTH60_HIGHT16_ORIENTATION315_WINDOWSRATIO20%_SKYLIGHTRATIO40%_3Dview.png | WIDTH50_LENGTH60_HIGHT16_ORIENTATION315_WINDOWSRATIO20%_SKYLIGHTRATIO40%.json
40 | 50 | 16 | 315 | 40% | 40% | 8000 | 28 | 18 | 0.86 | 0.215 | 47.9074 | 0.68277 | 48.5902 | WIDTH60_LENGTH60_HIGHT16_ORIENTATION315_WINDOWSRATIO20%_SKYLIGHTRATIO40%_3Dview.png | WIDTH60_LENGTH60_HIGHT16_ORIENTATION315_WINDOWSRATIO20%_SKYLIGHTRATIO40%.json
60 | 40 | 16 | 0 | 10% | 10% | 9600 | 18 | 38 | 0.83333 | 0.20833 | 44.1355 | 1.2591 | 45.3946 | WIDTH30_LENGTH30_HIGHT8_ORIENTATION0_WINDOWSRATIO30%_SKYLIGHTRATIO40%_3Dview.png | WIDTH30_LENGTH30_HIGHT8_ORIENTATION0_WINDOWSRATIO30%_SKYLIGHTRATIO40%.json
40 | 60 | 16 | 0 | 10% | 10% | 9600 | 38 | 18 | 0.83333 | 0.20833 | 44.1346 | 1.2931 | 45.4277 | WIDTH40_LENGTH30_HIGHT8_ORIENTATION0_WINDOWSRATIO30%_SKYLIGHTRATIO40%_3Dview.png | WIDTH40_LENGTH30_HIGHT8_ORIENTATION0_WINDOWSRATIO30%_SKYLIGHTRATIO40%.json
60 | 40 | 16 | 45 | 10% | 10% | 9600 | 18 | 38 | 0.83333 | 0.20833 | 44.0487 | 1.325 | 45.3737 | WIDTH50_LENGTH30_HIGHT8_ORIENTATION0_WINDOWSRATIO30%_SKYLIGHTRATIO40%_3Dview.png | WIDTH50_LENGTH30_HIGHT8_ORIENTATION0_WINDOWSRATIO30%_SKYLIGHTRATIO40%.json
40 | 60 | 16 | 45 | 10% | 10% | 9600 | 38 | 18 | 0.83333 | 0.20833 | 44.0474 | 1.3197 | 45.3672 | WIDTH60_LENGTH30_HIGHT8_ORIENTATION0_WINDOWSRATIO30%_SKYLIGHTRATIO40%_3Dview.png | WIDTH60_LENGTH30_HIGHT8_ORIENTATION0_WINDOWSRATIO30%_SKYLIGHTRATIO40%.json
60 | 40 | 16 | 90 | 10% | 10% | 9600 | 18 | 38 | 0.83333 | 0.20833 | 44.1338 | 1.2928 | 45.4266 | WIDTH30_LENGTH40_HIGHT8_ORIENTATION0_WINDOWSRATIO30%_SKYLIGHTRATIO40%_3Dview.png | WIDTH30_LENGTH40_HIGHT8_ORIENTATION0_WINDOWSRATIO30%_SKYLIGHTRATIO40%.json
40 | 60 | 16 | 90 | 10% | 10% | 9600 | 38 | 18 | 0.83333 | 0.20833 | 44.1362 | 1.2579 | 45.3941 | WIDTH40_LENGTH40_HIGHT8_ORIENTATION0_WINDOWSRATIO30%_SKYLIGHTRATIO40%_3Dview.png | WIDTH40_LENGTH40_HIGHT8_ORIENTATION0_WINDOWSRATIO30%_SKYLIGHTRATIO40%.json
60 | 40 | 16 | 135 | 10% | 10% | 9600 | 18 | 38 | 0.83333 | 0.20833 | 44.0481 | 1.3194 | 45.3675 | WIDTH50_LENGTH40_HIGHT8_ORIENTATION0_WINDOWSRATIO30%_SKYLIGHTRATIO40%_3Dview.png | WIDTH50_LENGTH40_HIGHT8_ORIENTATION0_WINDOWSRATIO30%_SKYLIGHTRATIO40%.json
40 | 60 | 16 | 135 | 10% | 10% | 9600 | 38 | 18 | 0.83333 | 0.20833 | 44.0459 | 1.3262 | 45.3721 | WIDTH60_LENGTH40_HIGHT8_ORIENTATION0_WINDOWSRATIO30%_SKYLIGHTRATIO40%_3Dview.png | WIDTH60_LENGTH40_HIGHT8_ORIENTATION0_WINDOWSRATIO30%_SKYLIGHTRATIO40%.json
60 | 40 | 16 | 180 | 10% | 10% | 9600 | 18 | 38 | 0.83333 | 0.20833 | 44.1355 | 1.2591 | 45.3946 | WIDTH30_LENGTH50_HIGHT8_ORIENTATION0_WINDOWSRATIO30%_SKYLIGHTRATIO40%_3Dview.png | WIDTH30_LENGTH50_HIGHT8_ORIENTATION0_WINDOWSRATIO30%_SKYLIGHTRATIO40%.json
40 | 60 | 16 | 180 | 10% | 10% | 9600 | 38 | 18 | 0.83333 | 0.20833 | 44.1346 | 1.2931 | 45.4277 | WIDTH40_LENGTH50_HIGHT8_ORIENTATION0_WINDOWSRATIO30%_SKYLIGHTRATIO40%_3Dview.png | WIDTH40_LENGTH50_HIGHT8_ORIENTATION0_WINDOWSRATIO30%_SKYLIGHTRATIO40%.json
60 | 40 | 16 | 225 | 10% | 10% | 9600 | 18 | 38 | 0.83333 | 0.20833 | 44.0473 | 1.3255 | 45.3728 | WIDTH50_LENGTH50_HIGHT8_ORIENTATION0_WINDOWSRATIO30%_SKYLIGHTRATIO40%_3Dview.png | WIDTH50_LENGTH50_HIGHT8_ORIENTATION0_WINDOWSRATIO30%_SKYLIGHTRATIO40%.json
40 | 60 | 16 | 225 | 10% | 10% | 9600 | 38 | 18 | 0.83333 | 0.20833 | 44.0495 | 1.3191 | 45.3686 | WIDTH60_LENGTH50_HIGHT8_ORIENTATION0_WINDOWSRATIO30%_SKYLIGHTRATIO40%_3Dview.png | WIDTH60_LENGTH50_HIGHT8_ORIENTATION0_WINDOWSRATIO30%_SKYLIGHTRATIO40%.json
60 | 40 | 16 | 270 | 10% | 10% | 9600 | 18 | 38 | 0.83333 | 0.20833 | 44.1338 | 1.2928 | 45.4266 | WIDTH30_LENGTH60_HIGHT8_ORIENTATION0_WINDOWSRATIO30%_SKYLIGHTRATIO40%_3Dview.png | WIDTH30_LENGTH60_HIGHT8_ORIENTATION0_WINDOWSRATIO30%_SKYLIGHTRATIO40%.json
40 | 60 | 16 | 270 | 10% | 10% | 9600 | 38 | 18 | 0.83333 | 0.20833 | 44.1362 | 1.2579 | 45.3941 | WIDTH40_LENGTH60_HIGHT8_ORIENTATION0_WINDOWSRATIO30%_SKYLIGHTRATIO40%_3Dview.png | WIDTH40_LENGTH60_HIGHT8_ORIENTATION0_WINDOWSRATIO30%_SKYLIGHTRATIO40%.json
60 | 40 | 16 | 315 | 10% | 10% | 9600 | 18 | 38 | 0.83333 | 0.20833 | 44.0456 | 1.3207 | 45.3663 | WIDTH50_LENGTH60_HIGHT8_ORIENTATION0_WINDOWSRATIO30%_SKYLIGHTRATIO40%_3Dview.png | WIDTH50_LENGTH60_HIGHT8_ORIENTATION0_WINDOWSRATIO30%_SKYLIGHTRATIO40%.json
40 | 60 | 16 | 315 | 10% | 10% | 9600 | 38 | 18 | 0.83333 | 0.20833 | 44.0459 | 1.3262 | 45.3721 | WIDTH60_LENGTH60_HIGHT8_ORIENTATION0_WINDOWSRATIO30%_SKYLIGHTRATIO40%_3Dview.png | WIDTH60_LENGTH60_HIGHT8_ORIENTATION0_WINDOWSRATIO30%_SKYLIGHTRATIO40%.json
60 | 40 | 16 | 0 | 20% | 10% | 9600 | 18 | 38 | 0.83333 | 0.20833 | 45.0203 | 1.0504 | 46.0707 | WIDTH30_LENGTH30_HIGHT12_ORIENTATION0_WINDOWSRATIO30%_SKYLIGHTRATIO40%_3Dview.png | WIDTH30_LENGTH30_HIGHT12_ORIENTATION0_WINDOWSRATIO30%_SKYLIGHTRATIO40%.json
40 | 60 | 16 | 0 | 20% | 10% | 9600 | 38 | 18 | 0.83333 | 0.20833 | 45.0051 | 1.0931 | 46.0982 | WIDTH40_LENGTH30_HIGHT12_ORIENTATION0_WINDOWSRATIO30%_SKYLIGHTRATIO40%_3Dview.png | WIDTH40_LENGTH30_HIGHT12_ORIENTATION0_WINDOWSRATIO30%_SKYLIGHTRATIO40%.json
60 | 40 | 16 | 45 | 20% | 10% | 9600 | 18 | 38 | 0.83333 | 0.20833 | 44.9068 | 1.1274 | 46.0342 | WIDTH50_LENGTH30_HIGHT12_ORIENTATION0_WINDOWSRATIO30%_SKYLIGHTRATIO40%_3Dview.png | WIDTH50_LENGTH30_HIGHT12_ORIENTATION0_WINDOWSRATIO30%_SKYLIGHTRATIO40%.json
40 | 60 | 16 | 45 | 20% | 10% | 9600 | 38 | 18 | 0.83333 | 0.20833 | 44.9066 | 1.1232 | 46.0298 | WIDTH60_LENGTH30_HIGHT12_ORIENTATION0_WINDOWSRATIO30%_SKYLIGHTRATIO40%_3Dview.png | WIDTH60_LENGTH30_HIGHT12_ORIENTATION0_WINDOWSRATIO30%_SKYLIGHTRATIO40%.json
60 | 40 | 16 | 90 | 20% | 10% | 9600 | 18 | 38 | 0.83333 | 0.20833 | 45.0045 | 1.0928 | 46.0973 | WIDTH30_LENGTH40_HIGHT12_ORIENTATION0_WINDOWSRATIO30%_SKYLIGHTRATIO40%_3Dview.png | WIDTH30_LENGTH40_HIGHT12_ORIENTATION0_WINDOWSRATIO30%_SKYLIGHTRATIO40%.json
40 | 60 | 16 | 90 | 20% | 10% | 9600 | 38 | 18 | 0.83333 | 0.20833 | 45.0207 | 1.0494 | 46.0701 | WIDTH40_LENGTH40_HIGHT12_ORIENTATION0_WINDOWSRATIO30%_SKYLIGHTRATIO40%_3Dview.png | WIDTH40_LENGTH40_HIGHT12_ORIENTATION0_WINDOWSRATIO30%_SKYLIGHTRATIO40%.json
60 | 40 | 16 | 135 | 20% | 10% | 9600 | 18 | 38 | 0.83333 | 0.20833 | 44.9069 | 1.1229 | 46.0298 | WIDTH50_LENGTH40_HIGHT12_ORIENTATION0_WINDOWSRATIO30%_SKYLIGHTRATIO40%_3Dview.png | WIDTH50_LENGTH40_HIGHT12_ORIENTATION0_WINDOWSRATIO30%_SKYLIGHTRATIO40%.json
40 | 60 | 16 | 135 | 20% | 10% | 9600 | 38 | 18 | 0.83333 | 0.20833 | 44.9045 | 1.1284 | 46.0329 | WIDTH60_LENGTH40_HIGHT12_ORIENTATION0_WINDOWSRATIO30%_SKYLIGHTRATIO40%_3Dview.png | WIDTH60_LENGTH40_HIGHT12_ORIENTATION0_WINDOWSRATIO30%_SKYLIGHTRATIO40%.json
60 | 40 | 16 | 180 | 20% | 10% | 9600 | 18 | 38 | 0.83333 | 0.20833 | 45.0203 | 1.0504 | 46.0707 | WIDTH30_LENGTH50_HIGHT12_ORIENTATION0_WINDOWSRATIO30%_SKYLIGHTRATIO40%_3Dview.png | WIDTH30_LENGTH50_HIGHT12_ORIENTATION0_WINDOWSRATIO30%_SKYLIGHTRATIO40%.json
40 | 60 | 16 | 180 | 20% | 10% | 9600 | 38 | 18 | 0.83333 | 0.20833 | 45.0051 | 1.0931 | 46.0982 | WIDTH40_LENGTH50_HIGHT12_ORIENTATION0_WINDOWSRATIO30%_SKYLIGHTRATIO40%_3Dview.png | WIDTH40_LENGTH50_HIGHT12_ORIENTATION0_WINDOWSRATIO30%_SKYLIGHTRATIO40%.json
60 | 40 | 16 | 225 | 20% | 10% | 9600 | 18 | 38 | 0.83333 | 0.20833 | 44.9057 | 1.1278 | 46.0335 | WIDTH50_LENGTH50_HIGHT12_ORIENTATION0_WINDOWSRATIO30%_SKYLIGHTRATIO40%_3Dview.png | WIDTH50_LENGTH50_HIGHT12_ORIENTATION0_WINDOWSRATIO30%_SKYLIGHTRATIO40%.json
40 | 60 | 16 | 225 | 20% | 10% | 9600 | 38 | 18 | 0.83333 | 0.20833 | 44.9079 | 1.1226 | 46.0305 | WIDTH60_LENGTH50_HIGHT12_ORIENTATION0_WINDOWSRATIO30%_SKYLIGHTRATIO40%_3Dview.png | WIDTH60_LENGTH50_HIGHT12_ORIENTATION0_WINDOWSRATIO30%_SKYLIGHTRATIO40%.json
60 | 40 | 16 | 270 | 20% | 10% | 9600 | 18 | 38 | 0.83333 | 0.20833 | 45.0045 | 1.0928 | 46.0973 | WIDTH30_LENGTH60_HIGHT12_ORIENTATION0_WINDOWSRATIO30%_SKYLIGHTRATIO40%_3Dview.png | WIDTH30_LENGTH60_HIGHT12_ORIENTATION0_WINDOWSRATIO30%_SKYLIGHTRATIO40%.json
40 | 60 | 16 | 270 | 20% | 10% | 9600 | 38 | 18 | 0.83333 | 0.20833 | 45.0207 | 1.0494 | 46.0701 | WIDTH40_LENGTH60_HIGHT12_ORIENTATION0_WINDOWSRATIO30%_SKYLIGHTRATIO40%_3Dview.png | WIDTH40_LENGTH60_HIGHT12_ORIENTATION0_WINDOWSRATIO30%_SKYLIGHTRATIO40%.json
60 | 40 | 16 | 315 | 20% | 10% | 9600 | 18 | 38 | 0.83333 | 0.20833 | 44.9048 | 1.1242 | 46.029 | WIDTH50_LENGTH60_HIGHT12_ORIENTATION0_WINDOWSRATIO30%_SKYLIGHTRATIO40%_3Dview.png | WIDTH50_LENGTH60_HIGHT12_ORIENTATION0_WINDOWSRATIO30%_SKYLIGHTRATIO40%.json
40 | 60 | 16 | 315 | 20% | 10% | 9600 | 38 | 18 | 0.83333 | 0.20833 | 44.9045 | 1.1284 | 46.0329 | WIDTH60_LENGTH60_HIGHT12_ORIENTATION0_WINDOWSRATIO30%_SKYLIGHTRATIO40%_3Dview.png | WIDTH60_LENGTH60_HIGHT12_ORIENTATION0_WINDOWSRATIO30%_SKYLIGHTRATIO40%.json
60 | 40 | 16 | 0 | 30% | 10% | 9600 | 18 | 38 | 0.83333 | 0.20833 | 45.72 | 0.87848 | 46.5985 | WIDTH30_LENGTH30_HIGHT16_ORIENTATION0_WINDOWSRATIO30%_SKYLIGHTRATIO40%_3Dview.png | WIDTH30_LENGTH30_HIGHT16_ORIENTATION0_WINDOWSRATIO30%_SKYLIGHTRATIO40%.json
40 | 60 | 16 | 0 | 30% | 10% | 9600 | 38 | 18 | 0.83333 | 0.20833 | 45.6827 | 0.92467 | 46.6073 | WIDTH40_LENGTH30_HIGHT16_ORIENTATION0_WINDOWSRATIO30%_SKYLIGHTRATIO40%_3Dview.png | WIDTH40_LENGTH30_HIGHT16_ORIENTATION0_WINDOWSRATIO30%_SKYLIGHTRATIO40%.json
60 | 40 | 16 | 45 | 30% | 10% | 9600 | 18 | 38 | 0.83333 | 0.20833 | 45.581 | 0.96347 | 46.5445 | WIDTH50_LENGTH30_HIGHT16_ORIENTATION0_WINDOWSRATIO30%_SKYLIGHTRATIO40%_3Dview.png | WIDTH50_LENGTH30_HIGHT16_ORIENTATION0_WINDOWSRATIO30%_SKYLIGHTRATIO40%.json
40 | 60 | 16 | 45 | 30% | 10% | 9600 | 38 | 18 | 0.83333 | 0.20833 | 45.586 | 0.95794 | 46.5439 | WIDTH60_LENGTH30_HIGHT16_ORIENTATION0_WINDOWSRATIO30%_SKYLIGHTRATIO40%_3Dview.png | WIDTH60_LENGTH30_HIGHT16_ORIENTATION0_WINDOWSRATIO30%_SKYLIGHTRATIO40%.json
60 | 40 | 16 | 90 | 30% | 10% | 9600 | 18 | 38 | 0.83333 | 0.20833 | 45.6819 | 0.92482 | 46.6067 | WIDTH30_LENGTH40_HIGHT16_ORIENTATION0_WINDOWSRATIO30%_SKYLIGHTRATIO40%_3Dview.png | WIDTH30_LENGTH40_HIGHT16_ORIENTATION0_WINDOWSRATIO30%_SKYLIGHTRATIO40%.json
40 | 60 | 16 | 90 | 30% | 10% | 9600 | 38 | 18 | 0.83333 | 0.20833 | 45.7218 | 0.87602 | 46.5978 | WIDTH40_LENGTH40_HIGHT16_ORIENTATION0_WINDOWSRATIO30%_SKYLIGHTRATIO40%_3Dview.png | WIDTH40_LENGTH40_HIGHT16_ORIENTATION0_WINDOWSRATIO30%_SKYLIGHTRATIO40%.json
60 | 40 | 16 | 135 | 30% | 10% | 9600 | 18 | 38 | 0.83333 | 0.20833 | 45.5861 | 0.95765 | 46.5438 | WIDTH50_LENGTH40_HIGHT16_ORIENTATION0_WINDOWSRATIO30%_SKYLIGHTRATIO40%_3Dview.png | WIDTH50_LENGTH40_HIGHT16_ORIENTATION0_WINDOWSRATIO30%_SKYLIGHTRATIO40%.json
40 | 60 | 16 | 135 | 30% | 10% | 9600 | 38 | 18 | 0.83333 | 0.20833 | 45.5786 | 0.96448 | 46.5431 | WIDTH60_LENGTH40_HIGHT16_ORIENTATION0_WINDOWSRATIO30%_SKYLIGHTRATIO40%_3Dview.png | WIDTH60_LENGTH40_HIGHT16_ORIENTATION0_WINDOWSRATIO30%_SKYLIGHTRATIO40%.json
60 | 40 | 16 | 180 | 30% | 10% | 9600 | 18 | 38 | 0.83333 | 0.20833 | 45.72 | 0.87848 | 46.5985 | WIDTH30_LENGTH50_HIGHT16_ORIENTATION0_WINDOWSRATIO30%_SKYLIGHTRATIO40%_3Dview.png | WIDTH30_LENGTH50_HIGHT16_ORIENTATION0_WINDOWSRATIO30%_SKYLIGHTRATIO40%.json
40 | 60 | 16 | 180 | 30% | 10% | 9600 | 38 | 18 | 0.83333 | 0.20833 | 45.6827 | 0.92467 | 46.6073 | WIDTH40_LENGTH50_HIGHT16_ORIENTATION0_WINDOWSRATIO30%_SKYLIGHTRATIO40%_3Dview.png | WIDTH40_LENGTH50_HIGHT16_ORIENTATION0_WINDOWSRATIO30%_SKYLIGHTRATIO40%.json
60 | 40 | 16 | 225 | 30% | 10% | 9600 | 18 | 38 | 0.83333 | 0.20833 | 45.5802 | 0.96386 | 46.544 | WIDTH50_LENGTH50_HIGHT16_ORIENTATION0_WINDOWSRATIO30%_SKYLIGHTRATIO40%_3Dview.png | WIDTH50_LENGTH50_HIGHT16_ORIENTATION0_WINDOWSRATIO30%_SKYLIGHTRATIO40%.json
40 | 60 | 16 | 225 | 30% | 10% | 9600 | 38 | 18 | 0.83333 | 0.20833 | 45.5871 | 0.95738 | 46.5444 | WIDTH60_LENGTH50_HIGHT16_ORIENTATION0_WINDOWSRATIO30%_SKYLIGHTRATIO40%_3Dview.png | WIDTH60_LENGTH50_HIGHT16_ORIENTATION0_WINDOWSRATIO30%_SKYLIGHTRATIO40%.json
60 | 40 | 16 | 270 | 30% | 10% | 9600 | 18 | 38 | 0.83333 | 0.20833 | 45.6819 | 0.92482 | 46.6067 | WIDTH30_LENGTH60_HIGHT16_ORIENTATION0_WINDOWSRATIO30%_SKYLIGHTRATIO40%_3Dview.png | WIDTH30_LENGTH60_HIGHT16_ORIENTATION0_WINDOWSRATIO30%_SKYLIGHTRATIO40%.json
40 | 60 | 16 | 270 | 30% | 10% | 9600 | 38 | 18 | 0.83333 | 0.20833 | 45.7218 | 0.87602 | 46.5978 | WIDTH40_LENGTH60_HIGHT16_ORIENTATION0_WINDOWSRATIO30%_SKYLIGHTRATIO40%_3Dview.png | WIDTH40_LENGTH60_HIGHT16_ORIENTATION0_WINDOWSRATIO30%_SKYLIGHTRATIO40%.json
60 | 40 | 16 | 315 | 30% | 10% | 9600 | 18 | 38 | 0.83333 | 0.20833 | 45.5837 | 0.95885 | 46.5426 | WIDTH50_LENGTH60_HIGHT16_ORIENTATION0_WINDOWSRATIO30%_SKYLIGHTRATIO40%_3Dview.png | WIDTH50_LENGTH60_HIGHT16_ORIENTATION0_WINDOWSRATIO30%_SKYLIGHTRATIO40%.json
40 | 60 | 16 | 315 | 30% | 10% | 9600 | 38 | 18 | 0.83333 | 0.20833 | 45.5786 | 0.96449 | 46.5431 | WIDTH60_LENGTH60_HIGHT16_ORIENTATION0_WINDOWSRATIO30%_SKYLIGHTRATIO40%_3Dview.png | WIDTH60_LENGTH60_HIGHT16_ORIENTATION0_WINDOWSRATIO30%_SKYLIGHTRATIO40%.json
60 | 40 | 16 | 0 | 40% | 10% | 9600 | 18 | 38 | 0.83333 | 0.20833 | 46.2633 | 0.73752 | 47.0009 | WIDTH30_LENGTH30_HIGHT8_ORIENTATION45_WINDOWSRATIO30%_SKYLIGHTRATIO40%_3Dview.png | WIDTH30_LENGTH30_HIGHT8_ORIENTATION45_WINDOWSRATIO30%_SKYLIGHTRATIO40%.json
40 | 60 | 16 | 0 | 40% | 10% | 9600 | 38 | 18 | 0.83333 | 0.20833 | 46.1978 | 0.78706 | 46.9848 | WIDTH40_LENGTH30_HIGHT8_ORIENTATION45_WINDOWSRATIO30%_SKYLIGHTRATIO40%_3Dview.png | WIDTH40_LENGTH30_HIGHT8_ORIENTATION45_WINDOWSRATIO30%_SKYLIGHTRATIO40%.json
60 | 40 | 16 | 45 | 40% | 10% | 9600 | 18 | 38 | 0.83333 | 0.20833 | 46.0994 | 0.82747 | 46.9269 | WIDTH50_LENGTH30_HIGHT8_ORIENTATION45_WINDOWSRATIO30%_SKYLIGHTRATIO40%_3Dview.png | WIDTH50_LENGTH30_HIGHT8_ORIENTATION45_WINDOWSRATIO30%_SKYLIGHTRATIO40%.json
40 | 60 | 16 | 45 | 40% | 10% | 9600 | 38 | 18 | 0.83333 | 0.20833 | 46.1119 | 0.82318 | 46.9351 | WIDTH60_LENGTH30_HIGHT8_ORIENTATION45_WINDOWSRATIO30%_SKYLIGHTRATIO40%_3Dview.png | WIDTH60_LENGTH30_HIGHT8_ORIENTATION45_WINDOWSRATIO30%_SKYLIGHTRATIO40%.json
60 | 40 | 16 | 90 | 40% | 10% | 9600 | 18 | 38 | 0.83333 | 0.20833 | 46.1971 | 0.78679 | 46.9839 | WIDTH30_LENGTH40_HIGHT8_ORIENTATION45_WINDOWSRATIO30%_SKYLIGHTRATIO40%_3Dview.png | WIDTH30_LENGTH40_HIGHT8_ORIENTATION45_WINDOWSRATIO30%_SKYLIGHTRATIO40%.json
40 | 60 | 16 | 90 | 40% | 10% | 9600 | 38 | 18 | 0.83333 | 0.20833 | 46.2641 | 0.73643 | 47.0005 | WIDTH40_LENGTH40_HIGHT8_ORIENTATION45_WINDOWSRATIO30%_SKYLIGHTRATIO40%_3Dview.png | WIDTH40_LENGTH40_HIGHT8_ORIENTATION45_WINDOWSRATIO30%_SKYLIGHTRATIO40%.json
60 | 40 | 16 | 135 | 40% | 10% | 9600 | 18 | 38 | 0.83333 | 0.20833 | 46.1118 | 0.82232 | 46.9341 | WIDTH50_LENGTH40_HIGHT8_ORIENTATION45_WINDOWSRATIO30%_SKYLIGHTRATIO40%_3Dview.png | WIDTH50_LENGTH40_HIGHT8_ORIENTATION45_WINDOWSRATIO30%_SKYLIGHTRATIO40%.json
40 | 60 | 16 | 135 | 40% | 10% | 9600 | 38 | 18 | 0.83333 | 0.20833 | 46.0973 | 0.8284 | 46.9257 | WIDTH60_LENGTH40_HIGHT8_ORIENTATION45_WINDOWSRATIO30%_SKYLIGHTRATIO40%_3Dview.png | WIDTH60_LENGTH40_HIGHT8_ORIENTATION45_WINDOWSRATIO30%_SKYLIGHTRATIO40%.json
60 | 40 | 16 | 180 | 40% | 10% | 9600 | 18 | 38 | 0.83333 | 0.20833 | 46.2633 | 0.73752 | 47.0009 | WIDTH30_LENGTH50_HIGHT8_ORIENTATION45_WINDOWSRATIO30%_SKYLIGHTRATIO40%_3Dview.png | WIDTH30_LENGTH50_HIGHT8_ORIENTATION45_WINDOWSRATIO30%_SKYLIGHTRATIO40%.json
40 | 60 | 16 | 180 | 40% | 10% | 9600 | 38 | 18 | 0.83333 | 0.20833 | 46.1978 | 0.78706 | 46.9848 | WIDTH40_LENGTH50_HIGHT8_ORIENTATION45_WINDOWSRATIO30%_SKYLIGHTRATIO40%_3Dview.png | WIDTH40_LENGTH50_HIGHT8_ORIENTATION45_WINDOWSRATIO30%_SKYLIGHTRATIO40%.json
60 | 40 | 16 | 225 | 40% | 10% | 9600 | 18 | 38 | 0.83333 | 0.20833 | 46.0987 | 0.8278 | 46.9265 | WIDTH50_LENGTH50_HIGHT8_ORIENTATION45_WINDOWSRATIO30%_SKYLIGHTRATIO40%_3Dview.png | WIDTH50_LENGTH50_HIGHT8_ORIENTATION45_WINDOWSRATIO30%_SKYLIGHTRATIO40%.json
40 | 60 | 16 | 225 | 40% | 10% | 9600 | 38 | 18 | 0.83333 | 0.20833 | 46.1128 | 0.82272 | 46.9355 | WIDTH60_LENGTH50_HIGHT8_ORIENTATION45_WINDOWSRATIO30%_SKYLIGHTRATIO40%_3Dview.png | WIDTH60_LENGTH50_HIGHT8_ORIENTATION45_WINDOWSRATIO30%_SKYLIGHTRATIO40%.json
60 | 40 | 16 | 270 | 40% | 10% | 9600 | 18 | 38 | 0.83333 | 0.20833 | 46.1971 | 0.78679 | 46.9839 | WIDTH30_LENGTH60_HIGHT8_ORIENTATION45_WINDOWSRATIO30%_SKYLIGHTRATIO40%_3Dview.png | WIDTH30_LENGTH60_HIGHT8_ORIENTATION45_WINDOWSRATIO30%_SKYLIGHTRATIO40%.json
40 | 60 | 16 | 270 | 40% | 10% | 9600 | 38 | 18 | 0.83333 | 0.20833 | 46.2641 | 0.73643 | 47.0005 | WIDTH40_LENGTH60_HIGHT8_ORIENTATION45_WINDOWSRATIO30%_SKYLIGHTRATIO40%_3Dview.png | WIDTH40_LENGTH60_HIGHT8_ORIENTATION45_WINDOWSRATIO30%_SKYLIGHTRATIO40%.json
60 | 40 | 16 | 315 | 40% | 10% | 9600 | 18 | 38 | 0.83333 | 0.20833 | 46.1097 | 0.82274 | 46.9324 | WIDTH50_LENGTH60_HIGHT8_ORIENTATION45_WINDOWSRATIO30%_SKYLIGHTRATIO40%_3Dview.png | WIDTH50_LENGTH60_HIGHT8_ORIENTATION45_WINDOWSRATIO30%_SKYLIGHTRATIO40%.json
40 | 60 | 16 | 315 | 40% | 10% | 9600 | 38 | 18 | 0.83333 | 0.20833 | 46.0972 | 0.82841 | 46.9256 | WIDTH60_LENGTH60_HIGHT8_ORIENTATION45_WINDOWSRATIO30%_SKYLIGHTRATIO40%_3Dview.png | WIDTH60_LENGTH60_HIGHT8_ORIENTATION45_WINDOWSRATIO30%_SKYLIGHTRATIO40%.json
60 | 40 | 16 | 0 | 10% | 20% | 9600 | 18 | 38 | 0.83333 | 0.20833 | 44.4617 | 1.1885 | 45.6503 | WIDTH30_LENGTH30_HIGHT12_ORIENTATION45_WINDOWSRATIO30%_SKYLIGHTRATIO40%_3Dview.png | WIDTH30_LENGTH30_HIGHT12_ORIENTATION45_WINDOWSRATIO30%_SKYLIGHTRATIO40%.json
40 | 60 | 16 | 0 | 10% | 20% | 9600 | 38 | 18 | 0.83333 | 0.20833 | 44.4575 | 1.2221 | 45.6796 | WIDTH40_LENGTH30_HIGHT12_ORIENTATION45_WINDOWSRATIO30%_SKYLIGHTRATIO40%_3Dview.png | WIDTH40_LENGTH30_HIGHT12_ORIENTATION45_WINDOWSRATIO30%_SKYLIGHTRATIO40%.json
60 | 40 | 16 | 45 | 10% | 20% | 9600 | 18 | 38 | 0.83333 | 0.20833 | 44.3733 | 1.2513 | 45.6246 | WIDTH50_LENGTH30_HIGHT12_ORIENTATION45_WINDOWSRATIO30%_SKYLIGHTRATIO40%_3Dview.png | WIDTH50_LENGTH30_HIGHT12_ORIENTATION45_WINDOWSRATIO30%_SKYLIGHTRATIO40%.json
40 | 60 | 16 | 45 | 10% | 20% | 9600 | 38 | 18 | 0.83333 | 0.20833 | 44.3673 | 1.2478 | 45.6151 | WIDTH60_LENGTH30_HIGHT12_ORIENTATION45_WINDOWSRATIO30%_SKYLIGHTRATIO40%_3Dview.png | WIDTH60_LENGTH30_HIGHT12_ORIENTATION45_WINDOWSRATIO30%_SKYLIGHTRATIO40%.json
60 | 40 | 16 | 90 | 10% | 20% | 9600 | 18 | 38 | 0.83333 | 0.20833 | 44.4573 | 1.2217 | 45.679 | WIDTH30_LENGTH40_HIGHT12_ORIENTATION45_WINDOWSRATIO30%_SKYLIGHTRATIO40%_3Dview.png | WIDTH30_LENGTH40_HIGHT12_ORIENTATION45_WINDOWSRATIO30%_SKYLIGHTRATIO40%.json
40 | 60 | 16 | 90 | 10% | 20% | 9600 | 38 | 18 | 0.83333 | 0.20833 | 44.4631 | 1.1875 | 45.6507 | WIDTH40_LENGTH40_HIGHT12_ORIENTATION45_WINDOWSRATIO30%_SKYLIGHTRATIO40%_3Dview.png | WIDTH40_LENGTH40_HIGHT12_ORIENTATION45_WINDOWSRATIO30%_SKYLIGHTRATIO40%.json
60 | 40 | 16 | 135 | 10% | 20% | 9600 | 18 | 38 | 0.83333 | 0.20833 | 44.3615 | 1.2503 | 45.6118 | WIDTH50_LENGTH40_HIGHT12_ORIENTATION45_WINDOWSRATIO30%_SKYLIGHTRATIO40%_3Dview.png | WIDTH50_LENGTH40_HIGHT12_ORIENTATION45_WINDOWSRATIO30%_SKYLIGHTRATIO40%.json
40 | 60 | 16 | 135 | 10% | 20% | 9600 | 38 | 18 | 0.83333 | 0.20833 | 44.3642 | 1.2546 | 45.6188 | WIDTH60_LENGTH40_HIGHT12_ORIENTATION45_WINDOWSRATIO30%_SKYLIGHTRATIO40%_3Dview.png | WIDTH60_LENGTH40_HIGHT12_ORIENTATION45_WINDOWSRATIO30%_SKYLIGHTRATIO40%.json
60 | 40 | 16 | 180 | 10% | 20% | 9600 | 18 | 38 | 0.83333 | 0.20833 | 44.4617 | 1.1885 | 45.6503 | WIDTH30_LENGTH50_HIGHT12_ORIENTATION45_WINDOWSRATIO30%_SKYLIGHTRATIO40%_3Dview.png | WIDTH30_LENGTH50_HIGHT12_ORIENTATION45_WINDOWSRATIO30%_SKYLIGHTRATIO40%.json
40 | 60 | 16 | 180 | 10% | 20% | 9600 | 38 | 18 | 0.83333 | 0.20833 | 44.4575 | 1.2221 | 45.6796 | WIDTH40_LENGTH50_HIGHT12_ORIENTATION45_WINDOWSRATIO30%_SKYLIGHTRATIO40%_3Dview.png | WIDTH40_LENGTH50_HIGHT12_ORIENTATION45_WINDOWSRATIO30%_SKYLIGHTRATIO40%.json
60 | 40 | 16 | 225 | 10% | 20% | 9600 | 18 | 38 | 0.83333 | 0.20833 | 44.3733 | 1.2513 | 45.6246 | WIDTH50_LENGTH50_HIGHT12_ORIENTATION45_WINDOWSRATIO30%_SKYLIGHTRATIO40%_3Dview.png | WIDTH50_LENGTH50_HIGHT12_ORIENTATION45_WINDOWSRATIO30%_SKYLIGHTRATIO40%.json
40 | 60 | 16 | 225 | 10% | 20% | 9600 | 38 | 18 | 0.83333 | 0.20833 | 44.373 | 1.2459 | 45.6189 | WIDTH60_LENGTH50_HIGHT12_ORIENTATION45_WINDOWSRATIO30%_SKYLIGHTRATIO40%_3Dview.png | WIDTH60_LENGTH50_HIGHT12_ORIENTATION45_WINDOWSRATIO30%_SKYLIGHTRATIO40%.json
60 | 40 | 16 | 270 | 10% | 20% | 9600 | 18 | 38 | 0.83333 | 0.20833 | 44.4573 | 1.2217 | 45.679 | WIDTH30_LENGTH60_HIGHT12_ORIENTATION45_WINDOWSRATIO30%_SKYLIGHTRATIO40%_3Dview.png | WIDTH30_LENGTH60_HIGHT12_ORIENTATION45_WINDOWSRATIO30%_SKYLIGHTRATIO40%.json
40 | 60 | 16 | 270 | 10% | 20% | 9600 | 38 | 18 | 0.83333 | 0.20833 | 44.4631 | 1.1875 | 45.6507 | WIDTH40_LENGTH60_HIGHT12_ORIENTATION45_WINDOWSRATIO30%_SKYLIGHTRATIO40%_3Dview.png | WIDTH40_LENGTH60_HIGHT12_ORIENTATION45_WINDOWSRATIO30%_SKYLIGHTRATIO40%.json
60 | 40 | 16 | 315 | 10% | 20% | 9600 | 18 | 38 | 0.83333 | 0.20833 | 44.3673 | 1.2475 | 45.6147 | WIDTH50_LENGTH60_HIGHT12_ORIENTATION45_WINDOWSRATIO30%_SKYLIGHTRATIO40%_3Dview.png | WIDTH50_LENGTH60_HIGHT12_ORIENTATION45_WINDOWSRATIO30%_SKYLIGHTRATIO40%.json
40 | 60 | 16 | 315 | 10% | 20% | 9600 | 38 | 18 | 0.83333 | 0.20833 | 44.3661 | 1.2533 | 45.6194 | WIDTH60_LENGTH60_HIGHT12_ORIENTATION45_WINDOWSRATIO30%_SKYLIGHTRATIO40%_3Dview.png | WIDTH60_LENGTH60_HIGHT12_ORIENTATION45_WINDOWSRATIO30%_SKYLIGHTRATIO40%.json
60 | 40 | 16 | 0 | 20% | 20% | 9600 | 18 | 38 | 0.83333 | 0.20833 | 45.298 | 0.9844 | 46.2824 | WIDTH30_LENGTH30_HIGHT16_ORIENTATION45_WINDOWSRATIO30%_SKYLIGHTRATIO40%_3Dview.png | WIDTH30_LENGTH30_HIGHT16_ORIENTATION45_WINDOWSRATIO30%_SKYLIGHTRATIO40%.json
40 | 60 | 16 | 0 | 20% | 20% | 9600 | 38 | 18 | 0.83333 | 0.20833 | 45.2805 | 1.0264 | 46.3069 | WIDTH40_LENGTH30_HIGHT16_ORIENTATION45_WINDOWSRATIO30%_SKYLIGHTRATIO40%_3Dview.png | WIDTH40_LENGTH30_HIGHT16_ORIENTATION45_WINDOWSRATIO30%_SKYLIGHTRATIO40%.json
60 | 40 | 16 | 45 | 20% | 20% | 9600 | 18 | 38 | 0.83333 | 0.20833 | 45.1884 | 1.0604 | 46.2488 | WIDTH50_LENGTH30_HIGHT16_ORIENTATION45_WINDOWSRATIO30%_SKYLIGHTRATIO40%_3Dview.png | WIDTH50_LENGTH30_HIGHT16_ORIENTATION45_WINDOWSRATIO30%_SKYLIGHTRATIO40%.json
40 | 60 | 16 | 45 | 20% | 20% | 9600 | 38 | 18 | 0.83333 | 0.20833 | 45.1842 | 1.0569 | 46.2411 | WIDTH60_LENGTH30_HIGHT16_ORIENTATION45_WINDOWSRATIO30%_SKYLIGHTRATIO40%_3Dview.png | WIDTH60_LENGTH30_HIGHT16_ORIENTATION45_WINDOWSRATIO30%_SKYLIGHTRATIO40%.json
60 | 40 | 16 | 90 | 20% | 20% | 9600 | 18 | 38 | 0.83333 | 0.20833 | 45.2804 | 1.026 | 46.3063 | WIDTH30_LENGTH40_HIGHT16_ORIENTATION45_WINDOWSRATIO30%_SKYLIGHTRATIO40%_3Dview.png | WIDTH30_LENGTH40_HIGHT16_ORIENTATION45_WINDOWSRATIO30%_SKYLIGHTRATIO40%.json
40 | 60 | 16 | 90 | 20% | 20% | 9600 | 38 | 18 | 0.83333 | 0.20833 | 45.3 | 0.98384 | 46.2838 | WIDTH40_LENGTH40_HIGHT16_ORIENTATION45_WINDOWSRATIO30%_SKYLIGHTRATIO40%_3Dview.png | WIDTH40_LENGTH40_HIGHT16_ORIENTATION45_WINDOWSRATIO30%_SKYLIGHTRATIO40%.json
60 | 40 | 16 | 135 | 20% | 20% | 9600 | 18 | 38 | 0.83333 | 0.20833 | 45.1785 | 1.0583 | 46.2368 | WIDTH50_LENGTH40_HIGHT16_ORIENTATION45_WINDOWSRATIO30%_SKYLIGHTRATIO40%_3Dview.png | WIDTH50_LENGTH40_HIGHT16_ORIENTATION45_WINDOWSRATIO30%_SKYLIGHTRATIO40%.json
40 | 60 | 16 | 135 | 20% | 20% | 9600 | 38 | 18 | 0.83333 | 0.20833 | 45.1796 | 1.0629 | 46.2425 | WIDTH60_LENGTH40_HIGHT16_ORIENTATION45_WINDOWSRATIO30%_SKYLIGHTRATIO40%_3Dview.png | WIDTH60_LENGTH40_HIGHT16_ORIENTATION45_WINDOWSRATIO30%_SKYLIGHTRATIO40%.json
60 | 40 | 16 | 180 | 20% | 20% | 9600 | 18 | 38 | 0.83333 | 0.20833 | 45.298 | 0.9844 | 46.2824 | WIDTH30_LENGTH50_HIGHT16_ORIENTATION45_WINDOWSRATIO30%_SKYLIGHTRATIO40%_3Dview.png | WIDTH30_LENGTH50_HIGHT16_ORIENTATION45_WINDOWSRATIO30%_SKYLIGHTRATIO40%.json
40 | 60 | 16 | 180 | 20% | 20% | 9600 | 38 | 18 | 0.83333 | 0.20833 | 45.2805 | 1.0264 | 46.3069 | WIDTH40_LENGTH50_HIGHT16_ORIENTATION45_WINDOWSRATIO30%_SKYLIGHTRATIO40%_3Dview.png | WIDTH40_LENGTH50_HIGHT16_ORIENTATION45_WINDOWSRATIO30%_SKYLIGHTRATIO40%.json
60 | 40 | 16 | 225 | 20% | 20% | 9600 | 18 | 38 | 0.83333 | 0.20833 | 45.1884 | 1.0604 | 46.2488 | WIDTH50_LENGTH50_HIGHT16_ORIENTATION45_WINDOWSRATIO30%_SKYLIGHTRATIO40%_3Dview.png | WIDTH50_LENGTH50_HIGHT16_ORIENTATION45_WINDOWSRATIO30%_SKYLIGHTRATIO40%.json
40 | 60 | 16 | 225 | 20% | 20% | 9600 | 38 | 18 | 0.83333 | 0.20833 | 45.1891 | 1.0551 | 46.2442 | WIDTH60_LENGTH50_HIGHT16_ORIENTATION45_WINDOWSRATIO30%_SKYLIGHTRATIO40%_3Dview.png | WIDTH60_LENGTH50_HIGHT16_ORIENTATION45_WINDOWSRATIO30%_SKYLIGHTRATIO40%.json
60 | 40 | 16 | 270 | 20% | 20% | 9600 | 18 | 38 | 0.83333 | 0.20833 | 45.2804 | 1.026 | 46.3063 | WIDTH30_LENGTH60_HIGHT16_ORIENTATION45_WINDOWSRATIO30%_SKYLIGHTRATIO40%_3Dview.png | WIDTH30_LENGTH60_HIGHT16_ORIENTATION45_WINDOWSRATIO30%_SKYLIGHTRATIO40%.json
40 | 60 | 16 | 270 | 20% | 20% | 9600 | 38 | 18 | 0.83333 | 0.20833 | 45.3 | 0.98384 | 46.2838 | WIDTH40_LENGTH60_HIGHT16_ORIENTATION45_WINDOWSRATIO30%_SKYLIGHTRATIO40%_3Dview.png | WIDTH40_LENGTH60_HIGHT16_ORIENTATION45_WINDOWSRATIO30%_SKYLIGHTRATIO40%.json
60 | 40 | 16 | 315 | 20% | 20% | 9600 | 18 | 38 | 0.83333 | 0.20833 | 45.1834 | 1.0572 | 46.2406 | WIDTH50_LENGTH60_HIGHT16_ORIENTATION45_WINDOWSRATIO30%_SKYLIGHTRATIO40%_3Dview.png | WIDTH50_LENGTH60_HIGHT16_ORIENTATION45_WINDOWSRATIO30%_SKYLIGHTRATIO40%.json
40 | 60 | 16 | 315 | 20% | 20% | 9600 | 38 | 18 | 0.83333 | 0.20833 | 45.1815 | 1.0623 | 46.2438 | WIDTH60_LENGTH60_HIGHT16_ORIENTATION45_WINDOWSRATIO30%_SKYLIGHTRATIO40%_3Dview.png | WIDTH60_LENGTH60_HIGHT16_ORIENTATION45_WINDOWSRATIO30%_SKYLIGHTRATIO40%.json
60 | 40 | 16 | 0 | 30% | 20% | 9600 | 18 | 38 | 0.83333 | 0.20833 | 45.9597 | 0.81742 | 46.7771 | WIDTH30_LENGTH30_HIGHT8_ORIENTATION90_WINDOWSRATIO30%_SKYLIGHTRATIO40%_3Dview.png | WIDTH30_LENGTH30_HIGHT8_ORIENTATION90_WINDOWSRATIO30%_SKYLIGHTRATIO40%.json
40 | 60 | 16 | 0 | 30% | 20% | 9600 | 38 | 18 | 0.83333 | 0.20833 | 45.9169 | 0.86781 | 46.7847 | WIDTH40_LENGTH30_HIGHT8_ORIENTATION90_WINDOWSRATIO30%_SKYLIGHTRATIO40%_3Dview.png | WIDTH40_LENGTH30_HIGHT8_ORIENTATION90_WINDOWSRATIO30%_SKYLIGHTRATIO40%.json
60 | 40 | 16 | 45 | 30% | 20% | 9600 | 18 | 38 | 0.83333 | 0.20833 | 45.8213 | 0.90259 | 46.7239 | WIDTH50_LENGTH30_HIGHT8_ORIENTATION90_WINDOWSRATIO30%_SKYLIGHTRATIO40%_3Dview.png | WIDTH50_LENGTH30_HIGHT8_ORIENTATION90_WINDOWSRATIO30%_SKYLIGHTRATIO40%.json
40 | 60 | 16 | 45 | 30% | 20% | 9600 | 38 | 18 | 0.83333 | 0.20833 | 45.8238 | 0.90005 | 46.7239 | WIDTH60_LENGTH30_HIGHT8_ORIENTATION90_WINDOWSRATIO30%_SKYLIGHTRATIO40%_3Dview.png | WIDTH60_LENGTH30_HIGHT8_ORIENTATION90_WINDOWSRATIO30%_SKYLIGHTRATIO40%.json
60 | 40 | 16 | 90 | 30% | 20% | 9600 | 18 | 38 | 0.83333 | 0.20833 | 45.9169 | 0.86728 | 46.7842 | WIDTH30_LENGTH40_HIGHT8_ORIENTATION90_WINDOWSRATIO30%_SKYLIGHTRATIO40%_3Dview.png | WIDTH30_LENGTH40_HIGHT8_ORIENTATION90_WINDOWSRATIO30%_SKYLIGHTRATIO40%.json
40 | 60 | 16 | 90 | 30% | 20% | 9600 | 38 | 18 | 0.83333 | 0.20833 | 45.962 | 0.81687 | 46.7788 | WIDTH40_LENGTH40_HIGHT8_ORIENTATION90_WINDOWSRATIO30%_SKYLIGHTRATIO40%_3Dview.png | WIDTH40_LENGTH40_HIGHT8_ORIENTATION90_WINDOWSRATIO30%_SKYLIGHTRATIO40%.json
60 | 40 | 16 | 135 | 30% | 20% | 9600 | 18 | 38 | 0.83333 | 0.20833 | 45.8179 | 0.90301 | 46.721 | WIDTH50_LENGTH40_HIGHT8_ORIENTATION90_WINDOWSRATIO30%_SKYLIGHTRATIO40%_3Dview.png | WIDTH50_LENGTH40_HIGHT8_ORIENTATION90_WINDOWSRATIO30%_SKYLIGHTRATIO40%.json
40 | 60 | 16 | 135 | 30% | 20% | 9600 | 38 | 18 | 0.83333 | 0.20833 | 45.8139 | 0.90643 | 46.7204 | WIDTH60_LENGTH40_HIGHT8_ORIENTATION90_WINDOWSRATIO30%_SKYLIGHTRATIO40%_3Dview.png | WIDTH60_LENGTH40_HIGHT8_ORIENTATION90_WINDOWSRATIO30%_SKYLIGHTRATIO40%.json
60 | 40 | 16 | 180 | 30% | 20% | 9600 | 18 | 38 | 0.83333 | 0.20833 | 45.9597 | 0.81742 | 46.7771 | WIDTH30_LENGTH50_HIGHT8_ORIENTATION90_WINDOWSRATIO30%_SKYLIGHTRATIO40%_3Dview.png | WIDTH30_LENGTH50_HIGHT8_ORIENTATION90_WINDOWSRATIO30%_SKYLIGHTRATIO40%.json
40 | 60 | 16 | 180 | 30% | 20% | 9600 | 38 | 18 | 0.83333 | 0.20833 | 45.9169 | 0.86781 | 46.7847 | WIDTH40_LENGTH50_HIGHT8_ORIENTATION90_WINDOWSRATIO30%_SKYLIGHTRATIO40%_3Dview.png | WIDTH40_LENGTH50_HIGHT8_ORIENTATION90_WINDOWSRATIO30%_SKYLIGHTRATIO40%.json
60 | 40 | 16 | 225 | 30% | 20% | 9600 | 18 | 38 | 0.83333 | 0.20833 | 45.8213 | 0.90259 | 46.7239 | WIDTH50_LENGTH50_HIGHT8_ORIENTATION90_WINDOWSRATIO30%_SKYLIGHTRATIO40%_3Dview.png | WIDTH50_LENGTH50_HIGHT8_ORIENTATION90_WINDOWSRATIO30%_SKYLIGHTRATIO40%.json
40 | 60 | 16 | 225 | 30% | 20% | 9600 | 38 | 18 | 0.83333 | 0.20833 | 45.8273 | 0.89904 | 46.7264 | WIDTH60_LENGTH50_HIGHT8_ORIENTATION90_WINDOWSRATIO30%_SKYLIGHTRATIO40%_3Dview.png | WIDTH60_LENGTH50_HIGHT8_ORIENTATION90_WINDOWSRATIO30%_SKYLIGHTRATIO40%.json
60 | 40 | 16 | 270 | 30% | 20% | 9600 | 18 | 38 | 0.83333 | 0.20833 | 45.9169 | 0.86728 | 46.7842 | WIDTH30_LENGTH60_HIGHT8_ORIENTATION90_WINDOWSRATIO30%_SKYLIGHTRATIO40%_3Dview.png | WIDTH30_LENGTH60_HIGHT8_ORIENTATION90_WINDOWSRATIO30%_SKYLIGHTRATIO40%.json
40 | 60 | 16 | 270 | 30% | 20% | 9600 | 38 | 18 | 0.83333 | 0.20833 | 45.962 | 0.81687 | 46.7788 | WIDTH40_LENGTH60_HIGHT8_ORIENTATION90_WINDOWSRATIO30%_SKYLIGHTRATIO40%_3Dview.png | WIDTH40_LENGTH60_HIGHT8_ORIENTATION90_WINDOWSRATIO30%_SKYLIGHTRATIO40%.json
60 | 40 | 16 | 315 | 30% | 20% | 9600 | 18 | 38 | 0.83333 | 0.20833 | 45.8232 | 0.90045 | 46.7236 | WIDTH50_LENGTH60_HIGHT8_ORIENTATION90_WINDOWSRATIO30%_SKYLIGHTRATIO40%_3Dview.png | WIDTH50_LENGTH60_HIGHT8_ORIENTATION90_WINDOWSRATIO30%_SKYLIGHTRATIO40%.json
40 | 60 | 16 | 315 | 30% | 20% | 9600 | 38 | 18 | 0.83333 | 0.20833 | 45.8154 | 0.90426 | 46.7197 | WIDTH60_LENGTH60_HIGHT8_ORIENTATION90_WINDOWSRATIO30%_SKYLIGHTRATIO40%_3Dview.png | WIDTH60_LENGTH60_HIGHT8_ORIENTATION90_WINDOWSRATIO30%_SKYLIGHTRATIO40%.json
60 | 40 | 16 | 0 | 40% | 20% | 9600 | 18 | 38 | 0.83333 | 0.20833 | 46.4693 | 0.68625 | 47.1556 | WIDTH30_LENGTH30_HIGHT12_ORIENTATION90_WINDOWSRATIO30%_SKYLIGHTRATIO40%_3Dview.png | WIDTH30_LENGTH30_HIGHT12_ORIENTATION90_WINDOWSRATIO30%_SKYLIGHTRATIO40%.json
40 | 60 | 16 | 0 | 40% | 20% | 9600 | 38 | 18 | 0.83333 | 0.20833 | 46.3982 | 0.73313 | 47.1314 | WIDTH40_LENGTH30_HIGHT12_ORIENTATION90_WINDOWSRATIO30%_SKYLIGHTRATIO40%_3Dview.png | WIDTH40_LENGTH30_HIGHT12_ORIENTATION90_WINDOWSRATIO30%_SKYLIGHTRATIO40%.json
60 | 40 | 16 | 45 | 40% | 20% | 9600 | 18 | 38 | 0.83333 | 0.20833 | 46.3073 | 0.7708 | 47.0781 | WIDTH50_LENGTH30_HIGHT12_ORIENTATION90_WINDOWSRATIO30%_SKYLIGHTRATIO40%_3Dview.png | WIDTH50_LENGTH30_HIGHT12_ORIENTATION90_WINDOWSRATIO30%_SKYLIGHTRATIO40%.json
40 | 60 | 16 | 45 | 40% | 20% | 9600 | 38 | 18 | 0.83333 | 0.20833 | 46.3176 | 0.76715 | 47.0848 | WIDTH60_LENGTH30_HIGHT12_ORIENTATION90_WINDOWSRATIO30%_SKYLIGHTRATIO40%_3Dview.png | WIDTH60_LENGTH30_HIGHT12_ORIENTATION90_WINDOWSRATIO30%_SKYLIGHTRATIO40%.json
60 | 40 | 16 | 90 | 40% | 20% | 9600 | 18 | 38 | 0.83333 | 0.20833 | 46.3985 | 0.73221 | 47.1307 | WIDTH30_LENGTH40_HIGHT12_ORIENTATION90_WINDOWSRATIO30%_SKYLIGHTRATIO40%_3Dview.png | WIDTH30_LENGTH40_HIGHT12_ORIENTATION90_WINDOWSRATIO30%_SKYLIGHTRATIO40%.json
40 | 60 | 16 | 90 | 40% | 20% | 9600 | 38 | 18 | 0.83333 | 0.20833 | 46.4715 | 0.68397 | 47.1554 | WIDTH40_LENGTH40_HIGHT12_ORIENTATION90_WINDOWSRATIO30%_SKYLIGHTRATIO40%_3Dview.png | WIDTH40_LENGTH40_HIGHT12_ORIENTATION90_WINDOWSRATIO30%_SKYLIGHTRATIO40%.json
60 | 40 | 16 | 135 | 40% | 20% | 9600 | 18 | 38 | 0.83333 | 0.20833 | 46.3121 | 0.76942 | 47.0815 | WIDTH50_LENGTH40_HIGHT12_ORIENTATION90_WINDOWSRATIO30%_SKYLIGHTRATIO40%_3Dview.png | WIDTH50_LENGTH40_HIGHT12_ORIENTATION90_WINDOWSRATIO30%_SKYLIGHTRATIO40%.json
40 | 60 | 16 | 135 | 40% | 20% | 9600 | 38 | 18 | 0.83333 | 0.20833 | 46.3006 | 0.77289 | 47.0735 | WIDTH60_LENGTH40_HIGHT12_ORIENTATION90_WINDOWSRATIO30%_SKYLIGHTRATIO40%_3Dview.png | WIDTH60_LENGTH40_HIGHT12_ORIENTATION90_WINDOWSRATIO30%_SKYLIGHTRATIO40%.json
60 | 40 | 16 | 180 | 40% | 20% | 9600 | 18 | 38 | 0.83333 | 0.20833 | 46.4693 | 0.68625 | 47.1556 | WIDTH30_LENGTH50_HIGHT12_ORIENTATION90_WINDOWSRATIO30%_SKYLIGHTRATIO40%_3Dview.png | WIDTH30_LENGTH50_HIGHT12_ORIENTATION90_WINDOWSRATIO30%_SKYLIGHTRATIO40%.json
40 | 60 | 16 | 180 | 40% | 20% | 9600 | 38 | 18 | 0.83333 | 0.20833 | 46.3982 | 0.73313 | 47.1314 | WIDTH40_LENGTH50_HIGHT12_ORIENTATION90_WINDOWSRATIO30%_SKYLIGHTRATIO40%_3Dview.png | WIDTH40_LENGTH50_HIGHT12_ORIENTATION90_WINDOWSRATIO30%_SKYLIGHTRATIO40%.json
60 | 40 | 16 | 225 | 40% | 20% | 9600 | 18 | 38 | 0.83333 | 0.20833 | 46.3073 | 0.7708 | 47.0781 | WIDTH50_LENGTH50_HIGHT12_ORIENTATION90_WINDOWSRATIO30%_SKYLIGHTRATIO40%_3Dview.png | WIDTH50_LENGTH50_HIGHT12_ORIENTATION90_WINDOWSRATIO30%_SKYLIGHTRATIO40%.json
40 | 60 | 16 | 225 | 40% | 20% | 9600 | 38 | 18 | 0.83333 | 0.20833 | 46.3207 | 0.76567 | 47.0864 | WIDTH60_LENGTH50_HIGHT12_ORIENTATION90_WINDOWSRATIO30%_SKYLIGHTRATIO40%_3Dview.png | WIDTH60_LENGTH50_HIGHT12_ORIENTATION90_WINDOWSRATIO30%_SKYLIGHTRATIO40%.json
60 | 40 | 16 | 270 | 40% | 20% | 9600 | 18 | 38 | 0.83333 | 0.20833 | 46.3985 | 0.73221 | 47.1307 | WIDTH30_LENGTH60_HIGHT12_ORIENTATION90_WINDOWSRATIO30%_SKYLIGHTRATIO40%_3Dview.png | WIDTH30_LENGTH60_HIGHT12_ORIENTATION90_WINDOWSRATIO30%_SKYLIGHTRATIO40%.json
40 | 60 | 16 | 270 | 40% | 20% | 9600 | 38 | 18 | 0.83333 | 0.20833 | 46.4715 | 0.68397 | 47.1554 | WIDTH40_LENGTH60_HIGHT12_ORIENTATION90_WINDOWSRATIO30%_SKYLIGHTRATIO40%_3Dview.png | WIDTH40_LENGTH60_HIGHT12_ORIENTATION90_WINDOWSRATIO30%_SKYLIGHTRATIO40%.json
60 | 40 | 16 | 315 | 40% | 20% | 9600 | 18 | 38 | 0.83333 | 0.20833 | 46.3167 | 0.76697 | 47.0836 | WIDTH50_LENGTH60_HIGHT12_ORIENTATION90_WINDOWSRATIO30%_SKYLIGHTRATIO40%_3Dview.png | WIDTH50_LENGTH60_HIGHT12_ORIENTATION90_WINDOWSRATIO30%_SKYLIGHTRATIO40%.json
40 | 60 | 16 | 315 | 40% | 20% | 9600 | 38 | 18 | 0.83333 | 0.20833 | 46.3025 | 0.77237 | 47.0749 | WIDTH60_LENGTH60_HIGHT12_ORIENTATION90_WINDOWSRATIO30%_SKYLIGHTRATIO40%_3Dview.png | WIDTH60_LENGTH60_HIGHT12_ORIENTATION90_WINDOWSRATIO30%_SKYLIGHTRATIO40%.json
60 | 40 | 16 | 0 | 10% | 30% | 9600 | 18 | 38 | 0.83333 | 0.20833 | 44.6888 | 1.1282 | 45.817 | WIDTH30_LENGTH30_HIGHT16_ORIENTATION90_WINDOWSRATIO30%_SKYLIGHTRATIO40%_3Dview.png | WIDTH30_LENGTH30_HIGHT16_ORIENTATION90_WINDOWSRATIO30%_SKYLIGHTRATIO40%.json
40 | 60 | 16 | 0 | 10% | 30% | 9600 | 38 | 18 | 0.83333 | 0.20833 | 44.6826 | 1.1604 | 45.843 | WIDTH40_LENGTH30_HIGHT16_ORIENTATION90_WINDOWSRATIO30%_SKYLIGHTRATIO40%_3Dview.png | WIDTH40_LENGTH30_HIGHT16_ORIENTATION90_WINDOWSRATIO30%_SKYLIGHTRATIO40%.json
60 | 40 | 16 | 45 | 10% | 30% | 9600 | 18 | 38 | 0.83333 | 0.20833 | 44.6021 | 1.1921 | 45.7942 | WIDTH50_LENGTH30_HIGHT16_ORIENTATION90_WINDOWSRATIO30%_SKYLIGHTRATIO40%_3Dview.png | WIDTH50_LENGTH30_HIGHT16_ORIENTATION90_WINDOWSRATIO30%_SKYLIGHTRATIO40%.json
40 | 60 | 16 | 45 | 10% | 30% | 9600 | 38 | 18 | 0.83333 | 0.20833 | 44.6005 | 1.1863 | 45.7867 | WIDTH60_LENGTH30_HIGHT16_ORIENTATION90_WINDOWSRATIO30%_SKYLIGHTRATIO40%_3Dview.png | WIDTH60_LENGTH30_HIGHT16_ORIENTATION90_WINDOWSRATIO30%_SKYLIGHTRATIO40%.json
60 | 40 | 16 | 90 | 10% | 30% | 9600 | 18 | 38 | 0.83333 | 0.20833 | 44.6832 | 1.1599 | 45.8431 | WIDTH30_LENGTH40_HIGHT16_ORIENTATION90_WINDOWSRATIO30%_SKYLIGHTRATIO40%_3Dview.png | WIDTH30_LENGTH40_HIGHT16_ORIENTATION90_WINDOWSRATIO30%_SKYLIGHTRATIO40%.json
40 | 60 | 16 | 90 | 10% | 30% | 9600 | 38 | 18 | 0.83333 | 0.20833 | 44.6899 | 1.1278 | 45.8177 | WIDTH40_LENGTH40_HIGHT16_ORIENTATION90_WINDOWSRATIO30%_SKYLIGHTRATIO40%_3Dview.png | WIDTH40_LENGTH40_HIGHT16_ORIENTATION90_WINDOWSRATIO30%_SKYLIGHTRATIO40%.json
60 | 40 | 16 | 135 | 10% | 30% | 9600 | 18 | 38 | 0.83333 | 0.20833 | 46.0393 | 1.1945 | 47.2338 | WIDTH50_LENGTH40_HIGHT16_ORIENTATION90_WINDOWSRATIO30%_SKYLIGHTRATIO40%_3Dview.png | WIDTH50_LENGTH40_HIGHT16_ORIENTATION90_WINDOWSRATIO30%_SKYLIGHTRATIO40%.json
40 | 60 | 16 | 135 | 10% | 30% | 9600 | 38 | 18 | 0.83333 | 0.20833 | 46.0412 | 1.2008 | 47.242 | WIDTH60_LENGTH40_HIGHT16_ORIENTATION90_WINDOWSRATIO30%_SKYLIGHTRATIO40%_3Dview.png | WIDTH60_LENGTH40_HIGHT16_ORIENTATION90_WINDOWSRATIO30%_SKYLIGHTRATIO40%.json
60 | 40 | 16 | 180 | 10% | 30% | 9600 | 18 | 38 | 0.83333 | 0.20833 | 44.6888 | 1.1282 | 45.817 | WIDTH30_LENGTH50_HIGHT16_ORIENTATION90_WINDOWSRATIO30%_SKYLIGHTRATIO40%_3Dview.png | WIDTH30_LENGTH50_HIGHT16_ORIENTATION90_WINDOWSRATIO30%_SKYLIGHTRATIO40%.json
40 | 60 | 16 | 180 | 10% | 30% | 9600 | 38 | 18 | 0.83333 | 0.20833 | 44.6826 | 1.1604 | 45.843 | WIDTH40_LENGTH50_HIGHT16_ORIENTATION90_WINDOWSRATIO30%_SKYLIGHTRATIO40%_3Dview.png | WIDTH40_LENGTH50_HIGHT16_ORIENTATION90_WINDOWSRATIO30%_SKYLIGHTRATIO40%.json
60 | 40 | 16 | 225 | 10% | 30% | 9600 | 18 | 38 | 0.83333 | 0.20833 | 44.6021 | 1.1921 | 45.7942 | WIDTH50_LENGTH50_HIGHT16_ORIENTATION90_WINDOWSRATIO30%_SKYLIGHTRATIO40%_3Dview.png | WIDTH50_LENGTH50_HIGHT16_ORIENTATION90_WINDOWSRATIO30%_SKYLIGHTRATIO40%.json
40 | 60 | 16 | 225 | 10% | 30% | 9600 | 38 | 18 | 0.83333 | 0.20833 | 44.6005 | 1.1863 | 45.7867 | WIDTH60_LENGTH50_HIGHT16_ORIENTATION90_WINDOWSRATIO30%_SKYLIGHTRATIO40%_3Dview.png | WIDTH60_LENGTH50_HIGHT16_ORIENTATION90_WINDOWSRATIO30%_SKYLIGHTRATIO40%.json
60 | 40 | 16 | 270 | 10% | 30% | 9600 | 18 | 38 | 0.83333 | 0.20833 | 44.6832 | 1.1599 | 45.8431 | WIDTH30_LENGTH60_HIGHT16_ORIENTATION90_WINDOWSRATIO30%_SKYLIGHTRATIO40%_3Dview.png | WIDTH30_LENGTH60_HIGHT16_ORIENTATION90_WINDOWSRATIO30%_SKYLIGHTRATIO40%.json
40 | 60 | 16 | 270 | 10% | 30% | 9600 | 38 | 18 | 0.83333 | 0.20833 | 44.6899 | 1.1278 | 45.8177 | WIDTH40_LENGTH60_HIGHT16_ORIENTATION90_WINDOWSRATIO30%_SKYLIGHTRATIO40%_3Dview.png | WIDTH40_LENGTH60_HIGHT16_ORIENTATION90_WINDOWSRATIO30%_SKYLIGHTRATIO40%.json
60 | 40 | 16 | 315 | 10% | 30% | 9600 | 18 | 38 | 0.83333 | 0.20833 | 44.5995 | 1.1865 | 45.786 | WIDTH50_LENGTH60_HIGHT16_ORIENTATION90_WINDOWSRATIO30%_SKYLIGHTRATIO40%_3Dview.png | WIDTH50_LENGTH60_HIGHT16_ORIENTATION90_WINDOWSRATIO30%_SKYLIGHTRATIO40%.json
40 | 60 | 16 | 315 | 10% | 30% | 9600 | 38 | 18 | 0.83333 | 0.20833 | 44.5916 | 1.1957 | 45.7873 | WIDTH60_LENGTH60_HIGHT16_ORIENTATION90_WINDOWSRATIO30%_SKYLIGHTRATIO40%_3Dview.png | WIDTH60_LENGTH60_HIGHT16_ORIENTATION90_WINDOWSRATIO30%_SKYLIGHTRATIO40%.json
60 | 40 | 16 | 0 | 20% | 30% | 9600 | 18 | 38 | 0.83333 | 0.20833 | 45.4833 | 0.93341 | 46.4167 | WIDTH30_LENGTH30_HIGHT8_ORIENTATION135_WINDOWSRATIO30%_SKYLIGHTRATIO40%_3Dview.png | WIDTH30_LENGTH30_HIGHT8_ORIENTATION135_WINDOWSRATIO30%_SKYLIGHTRATIO40%.json
40 | 60 | 16 | 0 | 20% | 30% | 9600 | 38 | 18 | 0.83333 | 0.20833 | 45.4596 | 0.97166 | 46.4313 | WIDTH40_LENGTH30_HIGHT8_ORIENTATION135_WINDOWSRATIO30%_SKYLIGHTRATIO40%_3Dview.png | WIDTH40_LENGTH30_HIGHT8_ORIENTATION135_WINDOWSRATIO30%_SKYLIGHTRATIO40%.json
60 | 40 | 16 | 45 | 20% | 30% | 9600 | 18 | 38 | 0.83333 | 0.20833 | 45.3719 | 1.0055 | 46.3774 | WIDTH50_LENGTH30_HIGHT8_ORIENTATION135_WINDOWSRATIO30%_SKYLIGHTRATIO40%_3Dview.png | WIDTH50_LENGTH30_HIGHT8_ORIENTATION135_WINDOWSRATIO30%_SKYLIGHTRATIO40%.json
40 | 60 | 16 | 45 | 20% | 30% | 9600 | 38 | 18 | 0.83333 | 0.20833 | 45.3714 | 0.99987 | 46.3713 | WIDTH60_LENGTH30_HIGHT8_ORIENTATION135_WINDOWSRATIO30%_SKYLIGHTRATIO40%_3Dview.png | WIDTH60_LENGTH30_HIGHT8_ORIENTATION135_WINDOWSRATIO30%_SKYLIGHTRATIO40%.json
60 | 40 | 16 | 90 | 20% | 30% | 9600 | 18 | 38 | 0.83333 | 0.20833 | 45.4599 | 0.97185 | 46.4318 | WIDTH30_LENGTH40_HIGHT8_ORIENTATION135_WINDOWSRATIO30%_SKYLIGHTRATIO40%_3Dview.png | WIDTH30_LENGTH40_HIGHT8_ORIENTATION135_WINDOWSRATIO30%_SKYLIGHTRATIO40%.json
40 | 60 | 16 | 90 | 20% | 30% | 9600 | 38 | 18 | 0.83333 | 0.20833 | 45.4856 | 0.93156 | 46.4172 | WIDTH40_LENGTH40_HIGHT8_ORIENTATION135_WINDOWSRATIO30%_SKYLIGHTRATIO40%_3Dview.png | WIDTH40_LENGTH40_HIGHT8_ORIENTATION135_WINDOWSRATIO30%_SKYLIGHTRATIO40%.json
60 | 40 | 16 | 135 | 20% | 30% | 9600 | 18 | 38 | 0.83333 | 0.20833 | 46.8148 | 1.0076 | 47.8224 | WIDTH50_LENGTH40_HIGHT8_ORIENTATION135_WINDOWSRATIO30%_SKYLIGHTRATIO40%_3Dview.png | WIDTH50_LENGTH40_HIGHT8_ORIENTATION135_WINDOWSRATIO30%_SKYLIGHTRATIO40%.json
40 | 60 | 16 | 135 | 20% | 30% | 9600 | 38 | 18 | 0.83333 | 0.20833 | 46.8161 | 1.0124 | 47.8285 | WIDTH60_LENGTH40_HIGHT8_ORIENTATION135_WINDOWSRATIO30%_SKYLIGHTRATIO40%_3Dview.png | WIDTH60_LENGTH40_HIGHT8_ORIENTATION135_WINDOWSRATIO30%_SKYLIGHTRATIO40%.json
60 | 40 | 16 | 180 | 20% | 30% | 9600 | 18 | 38 | 0.83333 | 0.20833 | 45.4833 | 0.93341 | 46.4167 | WIDTH30_LENGTH50_HIGHT8_ORIENTATION135_WINDOWSRATIO30%_SKYLIGHTRATIO40%_3Dview.png | WIDTH30_LENGTH50_HIGHT8_ORIENTATION135_WINDOWSRATIO30%_SKYLIGHTRATIO40%.json
40 | 60 | 16 | 180 | 20% | 30% | 9600 | 38 | 18 | 0.83333 | 0.20833 | 45.4596 | 0.97166 | 46.4313 | WIDTH40_LENGTH50_HIGHT8_ORIENTATION135_WINDOWSRATIO30%_SKYLIGHTRATIO40%_3Dview.png | WIDTH40_LENGTH50_HIGHT8_ORIENTATION135_WINDOWSRATIO30%_SKYLIGHTRATIO40%.json
60 | 40 | 16 | 225 | 20% | 30% | 9600 | 18 | 38 | 0.83333 | 0.20833 | 45.3719 | 1.0055 | 46.3774 | WIDTH50_LENGTH50_HIGHT8_ORIENTATION135_WINDOWSRATIO30%_SKYLIGHTRATIO40%_3Dview.png | WIDTH50_LENGTH50_HIGHT8_ORIENTATION135_WINDOWSRATIO30%_SKYLIGHTRATIO40%.json
40 | 60 | 16 | 225 | 20% | 30% | 9600 | 38 | 18 | 0.83333 | 0.20833 | 45.3714 | 0.99987 | 46.3713 | WIDTH60_LENGTH50_HIGHT8_ORIENTATION135_WINDOWSRATIO30%_SKYLIGHTRATIO40%_3Dview.png | WIDTH60_LENGTH50_HIGHT8_ORIENTATION135_WINDOWSRATIO30%_SKYLIGHTRATIO40%.json
60 | 40 | 16 | 270 | 20% | 30% | 9600 | 18 | 38 | 0.83333 | 0.20833 | 45.4599 | 0.97185 | 46.4318 | WIDTH30_LENGTH60_HIGHT8_ORIENTATION135_WINDOWSRATIO30%_SKYLIGHTRATIO40%_3Dview.png | WIDTH30_LENGTH60_HIGHT8_ORIENTATION135_WINDOWSRATIO30%_SKYLIGHTRATIO40%.json
40 | 60 | 16 | 270 | 20% | 30% | 9600 | 38 | 18 | 0.83333 | 0.20833 | 45.4856 | 0.93156 | 46.4172 | WIDTH40_LENGTH60_HIGHT8_ORIENTATION135_WINDOWSRATIO30%_SKYLIGHTRATIO40%_3Dview.png | WIDTH40_LENGTH60_HIGHT8_ORIENTATION135_WINDOWSRATIO30%_SKYLIGHTRATIO40%.json
60 | 40 | 16 | 315 | 20% | 30% | 9600 | 18 | 38 | 0.83333 | 0.20833 | 45.3709 | 0.99939 | 46.3703 | WIDTH50_LENGTH60_HIGHT8_ORIENTATION135_WINDOWSRATIO30%_SKYLIGHTRATIO40%_3Dview.png | WIDTH50_LENGTH60_HIGHT8_ORIENTATION135_WINDOWSRATIO30%_SKYLIGHTRATIO40%.json
40 | 60 | 16 | 315 | 20% | 30% | 9600 | 38 | 18 | 0.83333 | 0.20833 | 45.3629 | 1.0092 | 46.3721 | WIDTH60_LENGTH60_HIGHT8_ORIENTATION135_WINDOWSRATIO30%_SKYLIGHTRATIO40%_3Dview.png | WIDTH60_LENGTH60_HIGHT8_ORIENTATION135_WINDOWSRATIO30%_SKYLIGHTRATIO40%.json
60 | 40 | 16 | 0 | 30% | 30% | 9600 | 18 | 38 | 0.83333 | 0.20833 | 46.1146 | 0.77153 | 46.8861 | WIDTH30_LENGTH30_HIGHT12_ORIENTATION135_WINDOWSRATIO30%_SKYLIGHTRATIO40%_3Dview.png | WIDTH30_LENGTH30_HIGHT12_ORIENTATION135_WINDOWSRATIO30%_SKYLIGHTRATIO40%.json
40 | 60 | 16 | 0 | 30% | 30% | 9600 | 38 | 18 | 0.83333 | 0.20833 | 46.0698 | 0.81679 | 46.8865 | WIDTH40_LENGTH30_HIGHT12_ORIENTATION135_WINDOWSRATIO30%_SKYLIGHTRATIO40%_3Dview.png | WIDTH40_LENGTH30_HIGHT12_ORIENTATION135_WINDOWSRATIO30%_SKYLIGHTRATIO40%.json
60 | 40 | 16 | 45 | 30% | 30% | 9600 | 18 | 38 | 0.83333 | 0.20833 | 45.9788 | 0.85374 | 46.8325 | WIDTH50_LENGTH30_HIGHT12_ORIENTATION135_WINDOWSRATIO30%_SKYLIGHTRATIO40%_3Dview.png | WIDTH50_LENGTH30_HIGHT12_ORIENTATION135_WINDOWSRATIO30%_SKYLIGHTRATIO40%.json
40 | 60 | 16 | 45 | 30% | 30% | 9600 | 38 | 18 | 0.83333 | 0.20833 | 45.9868 | 0.84716 | 46.834 | WIDTH60_LENGTH30_HIGHT12_ORIENTATION135_WINDOWSRATIO30%_SKYLIGHTRATIO40%_3Dview.png | WIDTH60_LENGTH30_HIGHT12_ORIENTATION135_WINDOWSRATIO30%_SKYLIGHTRATIO40%.json
60 | 40 | 16 | 90 | 30% | 30% | 9600 | 18 | 38 | 0.83333 | 0.20833 | 46.0697 | 0.81666 | 46.8863 | WIDTH30_LENGTH40_HIGHT12_ORIENTATION135_WINDOWSRATIO30%_SKYLIGHTRATIO40%_3Dview.png | WIDTH30_LENGTH40_HIGHT12_ORIENTATION135_WINDOWSRATIO30%_SKYLIGHTRATIO40%.json
40 | 60 | 16 | 90 | 30% | 30% | 9600 | 38 | 18 | 0.83333 | 0.20833 | 46.1186 | 0.76712 | 46.8858 | WIDTH40_LENGTH40_HIGHT12_ORIENTATION135_WINDOWSRATIO30%_SKYLIGHTRATIO40%_3Dview.png | WIDTH40_LENGTH40_HIGHT12_ORIENTATION135_WINDOWSRATIO30%_SKYLIGHTRATIO40%.json
60 | 40 | 16 | 135 | 30% | 30% | 9600 | 18 | 38 | 0.83333 | 0.20833 | 47.4298 | 0.85362 | 48.2834 | WIDTH50_LENGTH40_HIGHT12_ORIENTATION135_WINDOWSRATIO30%_SKYLIGHTRATIO40%_3Dview.png | WIDTH50_LENGTH40_HIGHT12_ORIENTATION135_WINDOWSRATIO30%_SKYLIGHTRATIO40%.json
40 | 60 | 16 | 135 | 30% | 30% | 9600 | 38 | 18 | 0.83333 | 0.20833 | 47.4238 | 0.86002 | 48.2838 | WIDTH60_LENGTH40_HIGHT12_ORIENTATION135_WINDOWSRATIO30%_SKYLIGHTRATIO40%_3Dview.png | WIDTH60_LENGTH40_HIGHT12_ORIENTATION135_WINDOWSRATIO30%_SKYLIGHTRATIO40%.json
60 | 40 | 16 | 180 | 30% | 30% | 9600 | 18 | 38 | 0.83333 | 0.20833 | 46.1146 | 0.77153 | 46.8861 | WIDTH30_LENGTH50_HIGHT12_ORIENTATION135_WINDOWSRATIO30%_SKYLIGHTRATIO40%_3Dview.png | WIDTH30_LENGTH50_HIGHT12_ORIENTATION135_WINDOWSRATIO30%_SKYLIGHTRATIO40%.json
40 | 60 | 16 | 180 | 30% | 30% | 9600 | 38 | 18 | 0.83333 | 0.20833 | 46.0698 | 0.81679 | 46.8865 | WIDTH40_LENGTH50_HIGHT12_ORIENTATION135_WINDOWSRATIO30%_SKYLIGHTRATIO40%_3Dview.png | WIDTH40_LENGTH50_HIGHT12_ORIENTATION135_WINDOWSRATIO30%_SKYLIGHTRATIO40%.json
60 | 40 | 16 | 225 | 30% | 30% | 9600 | 18 | 38 | 0.83333 | 0.20833 | 45.9788 | 0.85374 | 46.8325 | WIDTH50_LENGTH50_HIGHT12_ORIENTATION135_WINDOWSRATIO30%_SKYLIGHTRATIO40%_3Dview.png | WIDTH50_LENGTH50_HIGHT12_ORIENTATION135_WINDOWSRATIO30%_SKYLIGHTRATIO40%.json
40 | 60 | 16 | 225 | 30% | 30% | 9600 | 38 | 18 | 0.83333 | 0.20833 | 45.9868 | 0.84716 | 46.834 | WIDTH60_LENGTH50_HIGHT12_ORIENTATION135_WINDOWSRATIO30%_SKYLIGHTRATIO40%_3Dview.png | WIDTH60_LENGTH50_HIGHT12_ORIENTATION135_WINDOWSRATIO30%_SKYLIGHTRATIO40%.json
60 | 40 | 16 | 270 | 30% | 30% | 9600 | 18 | 38 | 0.83333 | 0.20833 | 46.0697 | 0.81666 | 46.8863 | WIDTH30_LENGTH60_HIGHT12_ORIENTATION135_WINDOWSRATIO30%_SKYLIGHTRATIO40%_3Dview.png | WIDTH30_LENGTH60_HIGHT12_ORIENTATION135_WINDOWSRATIO30%_SKYLIGHTRATIO40%.json
40 | 60 | 16 | 270 | 30% | 30% | 9600 | 38 | 18 | 0.83333 | 0.20833 | 46.1186 | 0.76712 | 46.8858 | WIDTH40_LENGTH60_HIGHT12_ORIENTATION135_WINDOWSRATIO30%_SKYLIGHTRATIO40%_3Dview.png | WIDTH40_LENGTH60_HIGHT12_ORIENTATION135_WINDOWSRATIO30%_SKYLIGHTRATIO40%.json
60 | 40 | 16 | 315 | 30% | 30% | 9600 | 18 | 38 | 0.83333 | 0.20833 | 45.9857 | 0.84726 | 46.833 | WIDTH50_LENGTH60_HIGHT12_ORIENTATION135_WINDOWSRATIO30%_SKYLIGHTRATIO40%_3Dview.png | WIDTH50_LENGTH60_HIGHT12_ORIENTATION135_WINDOWSRATIO30%_SKYLIGHTRATIO40%.json
40 | 60 | 16 | 315 | 30% | 30% | 9600 | 38 | 18 | 0.83333 | 0.20833 | 45.97 | 0.85641 | 46.8264 | WIDTH60_LENGTH60_HIGHT12_ORIENTATION135_WINDOWSRATIO30%_SKYLIGHTRATIO40%_3Dview.png | WIDTH60_LENGTH60_HIGHT12_ORIENTATION135_WINDOWSRATIO30%_SKYLIGHTRATIO40%.json
60 | 40 | 16 | 0 | 40% | 30% | 9600 | 18 | 38 | 0.83333 | 0.20833 | 46.6026 | 0.64412 | 47.2467 | WIDTH30_LENGTH30_HIGHT16_ORIENTATION135_WINDOWSRATIO30%_SKYLIGHTRATIO40%_3Dview.png | WIDTH30_LENGTH30_HIGHT16_ORIENTATION135_WINDOWSRATIO30%_SKYLIGHTRATIO40%.json
40 | 60 | 16 | 0 | 40% | 30% | 9600 | 38 | 18 | 0.83333 | 0.20833 | 46.5294 | 0.68912 | 47.2185 | WIDTH40_LENGTH30_HIGHT16_ORIENTATION135_WINDOWSRATIO30%_SKYLIGHTRATIO40%_3Dview.png | WIDTH40_LENGTH30_HIGHT16_ORIENTATION135_WINDOWSRATIO30%_SKYLIGHTRATIO40%.json
60 | 40 | 16 | 45 | 40% | 30% | 9600 | 18 | 38 | 0.83333 | 0.20833 | 46.4431 | 0.72287 | 47.166 | WIDTH50_LENGTH30_HIGHT16_ORIENTATION135_WINDOWSRATIO30%_SKYLIGHTRATIO40%_3Dview.png | WIDTH50_LENGTH30_HIGHT16_ORIENTATION135_WINDOWSRATIO30%_SKYLIGHTRATIO40%.json
40 | 60 | 16 | 45 | 40% | 30% | 9600 | 38 | 18 | 0.83333 | 0.20833 | 46.457 | 0.71939 | 47.1764 | WIDTH60_LENGTH30_HIGHT16_ORIENTATION135_WINDOWSRATIO30%_SKYLIGHTRATIO40%_3Dview.png | WIDTH60_LENGTH30_HIGHT16_ORIENTATION135_WINDOWSRATIO30%_SKYLIGHTRATIO40%.json
60 | 40 | 16 | 90 | 40% | 30% | 9600 | 18 | 38 | 0.83333 | 0.20833 | 46.5292 | 0.68875 | 47.218 | WIDTH30_LENGTH40_HIGHT16_ORIENTATION135_WINDOWSRATIO30%_SKYLIGHTRATIO40%_3Dview.png | WIDTH30_LENGTH40_HIGHT16_ORIENTATION135_WINDOWSRATIO30%_SKYLIGHTRATIO40%.json
40 | 60 | 16 | 90 | 40% | 30% | 9600 | 38 | 18 | 0.83333 | 0.20833 | 46.6042 | 0.64191 | 47.2461 | WIDTH40_LENGTH40_HIGHT16_ORIENTATION135_WINDOWSRATIO30%_SKYLIGHTRATIO40%_3Dview.png | WIDTH40_LENGTH40_HIGHT16_ORIENTATION135_WINDOWSRATIO30%_SKYLIGHTRATIO40%.json
60 | 40 | 16 | 135 | 40% | 30% | 9600 | 18 | 38 | 0.83333 | 0.20833 | 47.8997 | 0.72935 | 48.6291 | WIDTH50_LENGTH40_HIGHT16_ORIENTATION135_WINDOWSRATIO30%_SKYLIGHTRATIO40%_3Dview.png | WIDTH50_LENGTH40_HIGHT16_ORIENTATION135_WINDOWSRATIO30%_SKYLIGHTRATIO40%.json
40 | 60 | 16 | 135 | 40% | 30% | 9600 | 38 | 18 | 0.83333 | 0.20833 | 47.8857 | 0.73411 | 48.6198 | WIDTH60_LENGTH40_HIGHT16_ORIENTATION135_WINDOWSRATIO30%_SKYLIGHTRATIO40%_3Dview.png | WIDTH60_LENGTH40_HIGHT16_ORIENTATION135_WINDOWSRATIO30%_SKYLIGHTRATIO40%.json
60 | 40 | 16 | 180 | 40% | 30% | 9600 | 18 | 38 | 0.83333 | 0.20833 | 46.6026 | 0.64412 | 47.2467 | WIDTH30_LENGTH50_HIGHT16_ORIENTATION135_WINDOWSRATIO30%_SKYLIGHTRATIO40%_3Dview.png | WIDTH30_LENGTH50_HIGHT16_ORIENTATION135_WINDOWSRATIO30%_SKYLIGHTRATIO40%.json
40 | 60 | 16 | 180 | 40% | 30% | 9600 | 38 | 18 | 0.83333 | 0.20833 | 46.5294 | 0.68912 | 47.2185 | WIDTH40_LENGTH50_HIGHT16_ORIENTATION135_WINDOWSRATIO30%_SKYLIGHTRATIO40%_3Dview.png | WIDTH40_LENGTH50_HIGHT16_ORIENTATION135_WINDOWSRATIO30%_SKYLIGHTRATIO40%.json
60 | 40 | 16 | 225 | 40% | 30% | 9600 | 18 | 38 | 0.83333 | 0.20833 | 46.4431 | 0.72287 | 47.166 | WIDTH50_LENGTH50_HIGHT16_ORIENTATION135_WINDOWSRATIO30%_SKYLIGHTRATIO40%_3Dview.png | WIDTH50_LENGTH50_HIGHT16_ORIENTATION135_WINDOWSRATIO30%_SKYLIGHTRATIO40%.json
40 | 60 | 16 | 225 | 40% | 30% | 9600 | 38 | 18 | 0.83333 | 0.20833 | 46.457 | 0.71939 | 47.1764 | WIDTH60_LENGTH50_HIGHT16_ORIENTATION135_WINDOWSRATIO30%_SKYLIGHTRATIO40%_3Dview.png | WIDTH60_LENGTH50_HIGHT16_ORIENTATION135_WINDOWSRATIO30%_SKYLIGHTRATIO40%.json
60 | 40 | 16 | 270 | 40% | 30% | 9600 | 18 | 38 | 0.83333 | 0.20833 | 46.5292 | 0.68875 | 47.218 | WIDTH30_LENGTH60_HIGHT16_ORIENTATION135_WINDOWSRATIO30%_SKYLIGHTRATIO40%_3Dview.png | WIDTH30_LENGTH60_HIGHT16_ORIENTATION135_WINDOWSRATIO30%_SKYLIGHTRATIO40%.json
40 | 60 | 16 | 270 | 40% | 30% | 9600 | 38 | 18 | 0.83333 | 0.20833 | 46.6042 | 0.64191 | 47.2461 | WIDTH40_LENGTH60_HIGHT16_ORIENTATION135_WINDOWSRATIO30%_SKYLIGHTRATIO40%_3Dview.png | WIDTH40_LENGTH60_HIGHT16_ORIENTATION135_WINDOWSRATIO30%_SKYLIGHTRATIO40%.json
60 | 40 | 16 | 315 | 40% | 30% | 9600 | 18 | 38 | 0.83333 | 0.20833 | 46.4559 | 0.71962 | 47.1755 | WIDTH50_LENGTH60_HIGHT16_ORIENTATION135_WINDOWSRATIO30%_SKYLIGHTRATIO40%_3Dview.png | WIDTH50_LENGTH60_HIGHT16_ORIENTATION135_WINDOWSRATIO30%_SKYLIGHTRATIO40%.json
40 | 60 | 16 | 315 | 40% | 30% | 9600 | 38 | 18 | 0.83333 | 0.20833 | 46.4355 | 0.72709 | 47.1626 | WIDTH60_LENGTH60_HIGHT16_ORIENTATION135_WINDOWSRATIO30%_SKYLIGHTRATIO40%_3Dview.png | WIDTH60_LENGTH60_HIGHT16_ORIENTATION135_WINDOWSRATIO30%_SKYLIGHTRATIO40%.json
60 | 40 | 16 | 0 | 10% | 40% | 9600 | 18 | 38 | 0.83333 | 0.20833 | 46.3147 | 1.0793 | 47.394 | WIDTH30_LENGTH30_HIGHT8_ORIENTATION180_WINDOWSRATIO30%_SKYLIGHTRATIO40%_3Dview.png | WIDTH30_LENGTH30_HIGHT8_ORIENTATION180_WINDOWSRATIO30%_SKYLIGHTRATIO40%.json
40 | 60 | 16 | 0 | 10% | 40% | 9600 | 38 | 18 | 0.83333 | 0.20833 | 46.3059 | 1.111 | 47.417 | WIDTH40_LENGTH30_HIGHT8_ORIENTATION180_WINDOWSRATIO30%_SKYLIGHTRATIO40%_3Dview.png | WIDTH40_LENGTH30_HIGHT8_ORIENTATION180_WINDOWSRATIO30%_SKYLIGHTRATIO40%.json
60 | 40 | 16 | 45 | 10% | 40% | 9600 | 18 | 38 | 0.83333 | 0.20833 | 46.2267 | 1.141 | 47.3677 | WIDTH50_LENGTH30_HIGHT8_ORIENTATION180_WINDOWSRATIO30%_SKYLIGHTRATIO40%_3Dview.png | WIDTH50_LENGTH30_HIGHT8_ORIENTATION180_WINDOWSRATIO30%_SKYLIGHTRATIO40%.json
40 | 60 | 16 | 45 | 10% | 40% | 9600 | 38 | 18 | 0.83333 | 0.20833 | 46.2244 | 1.1357 | 47.3601 | WIDTH60_LENGTH30_HIGHT8_ORIENTATION180_WINDOWSRATIO30%_SKYLIGHTRATIO40%_3Dview.png | WIDTH60_LENGTH30_HIGHT8_ORIENTATION180_WINDOWSRATIO30%_SKYLIGHTRATIO40%.json
60 | 40 | 16 | 90 | 10% | 40% | 9600 | 18 | 38 | 0.83333 | 0.20833 | 46.3067 | 1.1108 | 47.4175 | WIDTH30_LENGTH40_HIGHT8_ORIENTATION180_WINDOWSRATIO30%_SKYLIGHTRATIO40%_3Dview.png | WIDTH30_LENGTH40_HIGHT8_ORIENTATION180_WINDOWSRATIO30%_SKYLIGHTRATIO40%.json
40 | 60 | 16 | 90 | 10% | 40% | 9600 | 38 | 18 | 0.83333 | 0.20833 | 46.3145 | 1.0785 | 47.3931 | WIDTH40_LENGTH40_HIGHT8_ORIENTATION180_WINDOWSRATIO30%_SKYLIGHTRATIO40%_3Dview.png | WIDTH40_LENGTH40_HIGHT8_ORIENTATION180_WINDOWSRATIO30%_SKYLIGHTRATIO40%.json
60 | 40 | 16 | 135 | 10% | 40% | 9600 | 18 | 38 | 0.83333 | 0.20833 | 46.2043 | 1.1436 | 47.3478 | WIDTH50_LENGTH40_HIGHT8_ORIENTATION180_WINDOWSRATIO30%_SKYLIGHTRATIO40%_3Dview.png | WIDTH50_LENGTH40_HIGHT8_ORIENTATION180_WINDOWSRATIO30%_SKYLIGHTRATIO40%.json
40 | 60 | 16 | 135 | 10% | 40% | 9600 | 38 | 18 | 0.83333 | 0.20833 | 46.189 | 1.1569 | 47.3459 | WIDTH60_LENGTH40_HIGHT8_ORIENTATION180_WINDOWSRATIO30%_SKYLIGHTRATIO40%_3Dview.png | WIDTH60_LENGTH40_HIGHT8_ORIENTATION180_WINDOWSRATIO30%_SKYLIGHTRATIO40%.json
60 | 40 | 16 | 180 | 10% | 40% | 9600 | 18 | 38 | 0.83333 | 0.20833 | 46.3147 | 1.0793 | 47.394 | WIDTH30_LENGTH50_HIGHT8_ORIENTATION180_WINDOWSRATIO30%_SKYLIGHTRATIO40%_3Dview.png | WIDTH30_LENGTH50_HIGHT8_ORIENTATION180_WINDOWSRATIO30%_SKYLIGHTRATIO40%.json
40 | 60 | 16 | 180 | 10% | 40% | 9600 | 38 | 18 | 0.83333 | 0.20833 | 46.3059 | 1.111 | 47.417 | WIDTH40_LENGTH50_HIGHT8_ORIENTATION180_WINDOWSRATIO30%_SKYLIGHTRATIO40%_3Dview.png | WIDTH40_LENGTH50_HIGHT8_ORIENTATION180_WINDOWSRATIO30%_SKYLIGHTRATIO40%.json
60 | 40 | 16 | 225 | 10% | 40% | 9600 | 18 | 38 | 0.83333 | 0.20833 | 46.2267 | 1.141 | 47.3677 | WIDTH50_LENGTH50_HIGHT8_ORIENTATION180_WINDOWSRATIO30%_SKYLIGHTRATIO40%_3Dview.png | WIDTH50_LENGTH50_HIGHT8_ORIENTATION180_WINDOWSRATIO30%_SKYLIGHTRATIO40%.json
40 | 60 | 16 | 225 | 10% | 40% | 9600 | 38 | 18 | 0.83333 | 0.20833 | 46.2244 | 1.1357 | 47.3601 | WIDTH60_LENGTH50_HIGHT8_ORIENTATION180_WINDOWSRATIO30%_SKYLIGHTRATIO40%_3Dview.png | WIDTH60_LENGTH50_HIGHT8_ORIENTATION180_WINDOWSRATIO30%_SKYLIGHTRATIO40%.json
60 | 40 | 16 | 270 | 10% | 40% | 9600 | 18 | 38 | 0.83333 | 0.20833 | 46.3067 | 1.1108 | 47.4175 | WIDTH30_LENGTH60_HIGHT8_ORIENTATION180_WINDOWSRATIO30%_SKYLIGHTRATIO40%_3Dview.png | WIDTH30_LENGTH60_HIGHT8_ORIENTATION180_WINDOWSRATIO30%_SKYLIGHTRATIO40%.json
40 | 60 | 16 | 270 | 10% | 40% | 9600 | 38 | 18 | 0.83333 | 0.20833 | 46.3145 | 1.0785 | 47.3931 | WIDTH40_LENGTH60_HIGHT8_ORIENTATION180_WINDOWSRATIO30%_SKYLIGHTRATIO40%_3Dview.png | WIDTH40_LENGTH60_HIGHT8_ORIENTATION180_WINDOWSRATIO30%_SKYLIGHTRATIO40%.json
60 | 40 | 16 | 315 | 10% | 40% | 9600 | 18 | 38 | 0.83333 | 0.20833 | 46.2157 | 1.1397 | 47.3554 | WIDTH50_LENGTH60_HIGHT8_ORIENTATION180_WINDOWSRATIO30%_SKYLIGHTRATIO40%_3Dview.png | WIDTH50_LENGTH60_HIGHT8_ORIENTATION180_WINDOWSRATIO30%_SKYLIGHTRATIO40%.json
40 | 60 | 16 | 315 | 10% | 40% | 9600 | 38 | 18 | 0.83333 | 0.20833 | 46.2092 | 1.1477 | 47.3569 | WIDTH60_LENGTH60_HIGHT8_ORIENTATION180_WINDOWSRATIO30%_SKYLIGHTRATIO40%_3Dview.png | WIDTH60_LENGTH60_HIGHT8_ORIENTATION180_WINDOWSRATIO30%_SKYLIGHTRATIO40%.json
60 | 40 | 16 | 0 | 20% | 40% | 9600 | 18 | 38 | 0.83333 | 0.20833 | 47.0848 | 0.88673 | 47.9715 | WIDTH30_LENGTH30_HIGHT12_ORIENTATION180_WINDOWSRATIO30%_SKYLIGHTRATIO40%_3Dview.png | WIDTH30_LENGTH30_HIGHT12_ORIENTATION180_WINDOWSRATIO30%_SKYLIGHTRATIO40%.json
40 | 60 | 16 | 0 | 20% | 40% | 9600 | 38 | 18 | 0.83333 | 0.20833 | 47.0604 | 0.92825 | 47.9887 | WIDTH40_LENGTH30_HIGHT12_ORIENTATION180_WINDOWSRATIO30%_SKYLIGHTRATIO40%_3Dview.png | WIDTH40_LENGTH30_HIGHT12_ORIENTATION180_WINDOWSRATIO30%_SKYLIGHTRATIO40%.json
60 | 40 | 16 | 45 | 20% | 40% | 9600 | 18 | 38 | 0.83333 | 0.20833 | 46.9735 | 0.95904 | 47.9325 | WIDTH50_LENGTH30_HIGHT12_ORIENTATION180_WINDOWSRATIO30%_SKYLIGHTRATIO40%_3Dview.png | WIDTH50_LENGTH30_HIGHT12_ORIENTATION180_WINDOWSRATIO30%_SKYLIGHTRATIO40%.json
40 | 60 | 16 | 45 | 20% | 40% | 9600 | 38 | 18 | 0.83333 | 0.20833 | 46.9737 | 0.95462 | 47.9284 | WIDTH60_LENGTH30_HIGHT12_ORIENTATION180_WINDOWSRATIO30%_SKYLIGHTRATIO40%_3Dview.png | WIDTH60_LENGTH30_HIGHT12_ORIENTATION180_WINDOWSRATIO30%_SKYLIGHTRATIO40%.json
60 | 40 | 16 | 90 | 20% | 40% | 9600 | 18 | 38 | 0.83333 | 0.20833 | 47.0606 | 0.92797 | 47.9886 | WIDTH30_LENGTH40_HIGHT12_ORIENTATION180_WINDOWSRATIO30%_SKYLIGHTRATIO40%_3Dview.png | WIDTH30_LENGTH40_HIGHT12_ORIENTATION180_WINDOWSRATIO30%_SKYLIGHTRATIO40%.json
40 | 60 | 16 | 90 | 20% | 40% | 9600 | 38 | 18 | 0.83333 | 0.20833 | 47.087 | 0.88446 | 47.9714 | WIDTH40_LENGTH40_HIGHT12_ORIENTATION180_WINDOWSRATIO30%_SKYLIGHTRATIO40%_3Dview.png | WIDTH40_LENGTH40_HIGHT12_ORIENTATION180_WINDOWSRATIO30%_SKYLIGHTRATIO40%.json
60 | 40 | 16 | 135 | 20% | 40% | 9600 | 18 | 38 | 0.83333 | 0.20833 | 46.9544 | 0.96202 | 47.9164 | WIDTH50_LENGTH40_HIGHT12_ORIENTATION180_WINDOWSRATIO30%_SKYLIGHTRATIO40%_3Dview.png | WIDTH50_LENGTH40_HIGHT12_ORIENTATION180_WINDOWSRATIO30%_SKYLIGHTRATIO40%.json
40 | 60 | 16 | 135 | 20% | 40% | 9600 | 38 | 18 | 0.83333 | 0.20833 | 46.9384 | 0.97334 | 47.9117 | WIDTH60_LENGTH40_HIGHT12_ORIENTATION180_WINDOWSRATIO30%_SKYLIGHTRATIO40%_3Dview.png | WIDTH60_LENGTH40_HIGHT12_ORIENTATION180_WINDOWSRATIO30%_SKYLIGHTRATIO40%.json
60 | 40 | 16 | 180 | 20% | 40% | 9600 | 18 | 38 | 0.83333 | 0.20833 | 47.0848 | 0.88673 | 47.9715 | WIDTH30_LENGTH50_HIGHT12_ORIENTATION180_WINDOWSRATIO30%_SKYLIGHTRATIO40%_3Dview.png | WIDTH30_LENGTH50_HIGHT12_ORIENTATION180_WINDOWSRATIO30%_SKYLIGHTRATIO40%.json
40 | 60 | 16 | 180 | 20% | 40% | 9600 | 38 | 18 | 0.83333 | 0.20833 | 47.0604 | 0.92825 | 47.9887 | WIDTH40_LENGTH50_HIGHT12_ORIENTATION180_WINDOWSRATIO30%_SKYLIGHTRATIO40%_3Dview.png | WIDTH40_LENGTH50_HIGHT12_ORIENTATION180_WINDOWSRATIO30%_SKYLIGHTRATIO40%.json
60 | 40 | 16 | 225 | 20% | 40% | 9600 | 18 | 38 | 0.83333 | 0.20833 | 46.9735 | 0.95904 | 47.9325 | WIDTH50_LENGTH50_HIGHT12_ORIENTATION180_WINDOWSRATIO30%_SKYLIGHTRATIO40%_3Dview.png | WIDTH50_LENGTH50_HIGHT12_ORIENTATION180_WINDOWSRATIO30%_SKYLIGHTRATIO40%.json
40 | 60 | 16 | 225 | 20% | 40% | 9600 | 38 | 18 | 0.83333 | 0.20833 | 46.9737 | 0.95462 | 47.9284 | WIDTH60_LENGTH50_HIGHT12_ORIENTATION180_WINDOWSRATIO30%_SKYLIGHTRATIO40%_3Dview.png | WIDTH60_LENGTH50_HIGHT12_ORIENTATION180_WINDOWSRATIO30%_SKYLIGHTRATIO40%.json
60 | 40 | 16 | 270 | 20% | 40% | 9600 | 18 | 38 | 0.83333 | 0.20833 | 47.0606 | 0.92797 | 47.9886 | WIDTH30_LENGTH60_HIGHT12_ORIENTATION180_WINDOWSRATIO30%_SKYLIGHTRATIO40%_3Dview.png | WIDTH30_LENGTH60_HIGHT12_ORIENTATION180_WINDOWSRATIO30%_SKYLIGHTRATIO40%.json
40 | 60 | 16 | 270 | 20% | 40% | 9600 | 38 | 18 | 0.83333 | 0.20833 | 47.087 | 0.88446 | 47.9714 | WIDTH40_LENGTH60_HIGHT12_ORIENTATION180_WINDOWSRATIO30%_SKYLIGHTRATIO40%_3Dview.png | WIDTH40_LENGTH60_HIGHT12_ORIENTATION180_WINDOWSRATIO30%_SKYLIGHTRATIO40%.json
60 | 40 | 16 | 315 | 20% | 40% | 9600 | 18 | 38 | 0.83333 | 0.20833 | 46.9639 | 0.95832 | 47.9222 | WIDTH50_LENGTH60_HIGHT12_ORIENTATION180_WINDOWSRATIO30%_SKYLIGHTRATIO40%_3Dview.png | WIDTH50_LENGTH60_HIGHT12_ORIENTATION180_WINDOWSRATIO30%_SKYLIGHTRATIO40%.json
40 | 60 | 16 | 315 | 20% | 40% | 9600 | 38 | 18 | 0.83333 | 0.20833 | 46.9569 | 0.96535 | 47.9222 | WIDTH60_LENGTH60_HIGHT12_ORIENTATION180_WINDOWSRATIO30%_SKYLIGHTRATIO40%_3Dview.png | WIDTH60_LENGTH60_HIGHT12_ORIENTATION180_WINDOWSRATIO30%_SKYLIGHTRATIO40%.json
60 | 40 | 16 | 0 | 30% | 40% | 9600 | 18 | 38 | 0.83333 | 0.20833 | 47.6948 | 0.73035 | 48.4252 | WIDTH30_LENGTH30_HIGHT16_ORIENTATION180_WINDOWSRATIO30%_SKYLIGHTRATIO40%_3Dview.png | WIDTH30_LENGTH30_HIGHT16_ORIENTATION180_WINDOWSRATIO30%_SKYLIGHTRATIO40%.json
40 | 60 | 16 | 0 | 30% | 40% | 9600 | 38 | 18 | 0.83333 | 0.20833 | 47.645 | 0.77454 | 48.4196 | WIDTH40_LENGTH30_HIGHT16_ORIENTATION180_WINDOWSRATIO30%_SKYLIGHTRATIO40%_3Dview.png | WIDTH40_LENGTH30_HIGHT16_ORIENTATION180_WINDOWSRATIO30%_SKYLIGHTRATIO40%.json
60 | 40 | 16 | 45 | 30% | 40% | 9600 | 18 | 38 | 0.83333 | 0.20833 | 47.5577 | 0.80825 | 48.3659 | WIDTH50_LENGTH30_HIGHT16_ORIENTATION180_WINDOWSRATIO30%_SKYLIGHTRATIO40%_3Dview.png | WIDTH50_LENGTH30_HIGHT16_ORIENTATION180_WINDOWSRATIO30%_SKYLIGHTRATIO40%.json
40 | 60 | 16 | 45 | 30% | 40% | 9600 | 38 | 18 | 0.83333 | 0.20833 | 47.5647 | 0.80377 | 48.3684 | WIDTH60_LENGTH30_HIGHT16_ORIENTATION180_WINDOWSRATIO30%_SKYLIGHTRATIO40%_3Dview.png | WIDTH60_LENGTH30_HIGHT16_ORIENTATION180_WINDOWSRATIO30%_SKYLIGHTRATIO40%.json
60 | 40 | 16 | 90 | 30% | 40% | 9600 | 18 | 38 | 0.83333 | 0.20833 | 47.6454 | 0.77425 | 48.4196 | WIDTH30_LENGTH40_HIGHT16_ORIENTATION180_WINDOWSRATIO30%_SKYLIGHTRATIO40%_3Dview.png | WIDTH30_LENGTH40_HIGHT16_ORIENTATION180_WINDOWSRATIO30%_SKYLIGHTRATIO40%.json
40 | 60 | 16 | 90 | 30% | 40% | 9600 | 38 | 18 | 0.83333 | 0.20833 | 47.6957 | 0.72941 | 48.4251 | WIDTH40_LENGTH40_HIGHT16_ORIENTATION180_WINDOWSRATIO30%_SKYLIGHTRATIO40%_3Dview.png | WIDTH40_LENGTH40_HIGHT16_ORIENTATION180_WINDOWSRATIO30%_SKYLIGHTRATIO40%.json
60 | 40 | 16 | 135 | 30% | 40% | 9600 | 18 | 38 | 0.83333 | 0.20833 | 47.5484 | 0.81105 | 48.3595 | WIDTH50_LENGTH40_HIGHT16_ORIENTATION180_WINDOWSRATIO30%_SKYLIGHTRATIO40%_3Dview.png | WIDTH50_LENGTH40_HIGHT16_ORIENTATION180_WINDOWSRATIO30%_SKYLIGHTRATIO40%.json
40 | 60 | 16 | 135 | 30% | 40% | 9600 | 38 | 18 | 0.83333 | 0.20833 | 47.5263 | 0.82418 | 48.3505 | WIDTH60_LENGTH40_HIGHT16_ORIENTATION180_WINDOWSRATIO30%_SKYLIGHTRATIO40%_3Dview.png | WIDTH60_LENGTH40_HIGHT16_ORIENTATION180_WINDOWSRATIO30%_SKYLIGHTRATIO40%.json
60 | 40 | 16 | 180 | 30% | 40% | 9600 | 18 | 38 | 0.83333 | 0.20833 | 47.6948 | 0.73035 | 48.4252 | WIDTH30_LENGTH50_HIGHT16_ORIENTATION180_WINDOWSRATIO30%_SKYLIGHTRATIO40%_3Dview.png | WIDTH30_LENGTH50_HIGHT16_ORIENTATION180_WINDOWSRATIO30%_SKYLIGHTRATIO40%.json
40 | 60 | 16 | 180 | 30% | 40% | 9600 | 38 | 18 | 0.83333 | 0.20833 | 47.645 | 0.77454 | 48.4196 | WIDTH40_LENGTH50_HIGHT16_ORIENTATION180_WINDOWSRATIO30%_SKYLIGHTRATIO40%_3Dview.png | WIDTH40_LENGTH50_HIGHT16_ORIENTATION180_WINDOWSRATIO30%_SKYLIGHTRATIO40%.json
60 | 40 | 16 | 225 | 30% | 40% | 9600 | 18 | 38 | 0.83333 | 0.20833 | 47.5577 | 0.80825 | 48.3659 | WIDTH50_LENGTH50_HIGHT16_ORIENTATION180_WINDOWSRATIO30%_SKYLIGHTRATIO40%_3Dview.png | WIDTH50_LENGTH50_HIGHT16_ORIENTATION180_WINDOWSRATIO30%_SKYLIGHTRATIO40%.json
40 | 60 | 16 | 225 | 30% | 40% | 9600 | 38 | 18 | 0.83333 | 0.20833 | 47.5647 | 0.80377 | 48.3684 | WIDTH60_LENGTH50_HIGHT16_ORIENTATION180_WINDOWSRATIO30%_SKYLIGHTRATIO40%_3Dview.png | WIDTH60_LENGTH50_HIGHT16_ORIENTATION180_WINDOWSRATIO30%_SKYLIGHTRATIO40%.json
60 | 40 | 16 | 270 | 30% | 40% | 9600 | 18 | 38 | 0.83333 | 0.20833 | 47.6454 | 0.77425 | 48.4196 | WIDTH30_LENGTH60_HIGHT16_ORIENTATION180_WINDOWSRATIO30%_SKYLIGHTRATIO40%_3Dview.png | WIDTH30_LENGTH60_HIGHT16_ORIENTATION180_WINDOWSRATIO30%_SKYLIGHTRATIO40%.json
40 | 60 | 16 | 270 | 30% | 40% | 9600 | 38 | 18 | 0.83333 | 0.20833 | 47.6957 | 0.72941 | 48.4251 | WIDTH40_LENGTH60_HIGHT16_ORIENTATION180_WINDOWSRATIO30%_SKYLIGHTRATIO40%_3Dview.png | WIDTH40_LENGTH60_HIGHT16_ORIENTATION180_WINDOWSRATIO30%_SKYLIGHTRATIO40%.json
60 | 40 | 16 | 315 | 30% | 40% | 9600 | 18 | 38 | 0.83333 | 0.20833 | 47.5571 | 0.8072 | 48.3643 | WIDTH50_LENGTH60_HIGHT16_ORIENTATION180_WINDOWSRATIO30%_SKYLIGHTRATIO40%_3Dview.png | WIDTH50_LENGTH60_HIGHT16_ORIENTATION180_WINDOWSRATIO30%_SKYLIGHTRATIO40%.json
40 | 60 | 16 | 315 | 30% | 40% | 9600 | 38 | 18 | 0.83333 | 0.20833 | 47.5449 | 0.81447 | 48.3594 | WIDTH60_LENGTH60_HIGHT16_ORIENTATION180_WINDOWSRATIO30%_SKYLIGHTRATIO40%_3Dview.png | WIDTH60_LENGTH60_HIGHT16_ORIENTATION180_WINDOWSRATIO30%_SKYLIGHTRATIO40%.json
60 | 40 | 16 | 0 | 40% | 40% | 9600 | 18 | 38 | 0.83333 | 0.20833 | 48.1608 | 0.60952 | 48.7703 | WIDTH30_LENGTH30_HIGHT8_ORIENTATION225_WINDOWSRATIO30%_SKYLIGHTRATIO40%_3Dview.png | WIDTH30_LENGTH30_HIGHT8_ORIENTATION225_WINDOWSRATIO30%_SKYLIGHTRATIO40%.json
40 | 60 | 16 | 0 | 40% | 40% | 9600 | 38 | 18 | 0.83333 | 0.20833 | 48.0864 | 0.65377 | 48.7402 | WIDTH40_LENGTH30_HIGHT8_ORIENTATION225_WINDOWSRATIO30%_SKYLIGHTRATIO40%_3Dview.png | WIDTH40_LENGTH30_HIGHT8_ORIENTATION225_WINDOWSRATIO30%_SKYLIGHTRATIO40%.json
60 | 40 | 16 | 45 | 40% | 40% | 9600 | 18 | 38 | 0.83333 | 0.20833 | 48.0017 | 0.68784 | 48.6896 | WIDTH50_LENGTH30_HIGHT8_ORIENTATION225_WINDOWSRATIO30%_SKYLIGHTRATIO40%_3Dview.png | WIDTH50_LENGTH30_HIGHT8_ORIENTATION225_WINDOWSRATIO30%_SKYLIGHTRATIO40%.json
40 | 60 | 16 | 45 | 40% | 40% | 9600 | 38 | 18 | 0.83333 | 0.20833 | 48.0155 | 0.68374 | 48.6993 | WIDTH60_LENGTH30_HIGHT8_ORIENTATION225_WINDOWSRATIO30%_SKYLIGHTRATIO40%_3Dview.png | WIDTH60_LENGTH30_HIGHT8_ORIENTATION225_WINDOWSRATIO30%_SKYLIGHTRATIO40%.json
60 | 40 | 16 | 90 | 40% | 40% | 9600 | 18 | 38 | 0.83333 | 0.20833 | 48.0867 | 0.6535 | 48.7402 | WIDTH30_LENGTH40_HIGHT8_ORIENTATION225_WINDOWSRATIO30%_SKYLIGHTRATIO40%_3Dview.png | WIDTH30_LENGTH40_HIGHT8_ORIENTATION225_WINDOWSRATIO30%_SKYLIGHTRATIO40%.json
40 | 60 | 16 | 90 | 40% | 40% | 9600 | 38 | 18 | 0.83333 | 0.20833 | 48.1619 | 0.60906 | 48.7709 | WIDTH40_LENGTH40_HIGHT8_ORIENTATION225_WINDOWSRATIO30%_SKYLIGHTRATIO40%_3Dview.png | WIDTH40_LENGTH40_HIGHT8_ORIENTATION225_WINDOWSRATIO30%_SKYLIGHTRATIO40%.json
60 | 40 | 16 | 135 | 40% | 40% | 9600 | 18 | 38 | 0.83333 | 0.20833 | 48.0022 | 0.69059 | 48.6928 | WIDTH50_LENGTH40_HIGHT8_ORIENTATION225_WINDOWSRATIO30%_SKYLIGHTRATIO40%_3Dview.png | WIDTH50_LENGTH40_HIGHT8_ORIENTATION225_WINDOWSRATIO30%_SKYLIGHTRATIO40%.json
40 | 60 | 16 | 135 | 40% | 40% | 9600 | 38 | 18 | 0.83333 | 0.20833 | 47.976 | 0.70155 | 48.6776 | WIDTH60_LENGTH40_HIGHT8_ORIENTATION225_WINDOWSRATIO30%_SKYLIGHTRATIO40%_3Dview.png | WIDTH60_LENGTH40_HIGHT8_ORIENTATION225_WINDOWSRATIO30%_SKYLIGHTRATIO40%.json
60 | 40 | 16 | 180 | 40% | 40% | 9600 | 18 | 38 | 0.83333 | 0.20833 | 48.1608 | 0.60952 | 48.7703 | WIDTH30_LENGTH50_HIGHT8_ORIENTATION225_WINDOWSRATIO30%_SKYLIGHTRATIO40%_3Dview.png | WIDTH30_LENGTH50_HIGHT8_ORIENTATION225_WINDOWSRATIO30%_SKYLIGHTRATIO40%.json
40 | 60 | 16 | 180 | 40% | 40% | 9600 | 38 | 18 | 0.83333 | 0.20833 | 48.0864 | 0.65377 | 48.7402 | WIDTH40_LENGTH50_HIGHT8_ORIENTATION225_WINDOWSRATIO30%_SKYLIGHTRATIO40%_3Dview.png | WIDTH40_LENGTH50_HIGHT8_ORIENTATION225_WINDOWSRATIO30%_SKYLIGHTRATIO40%.json
60 | 40 | 16 | 225 | 40% | 40% | 9600 | 18 | 38 | 0.83333 | 0.20833 | 48.0017 | 0.68784 | 48.6896 | WIDTH50_LENGTH50_HIGHT8_ORIENTATION225_WINDOWSRATIO30%_SKYLIGHTRATIO40%_3Dview.png | WIDTH50_LENGTH50_HIGHT8_ORIENTATION225_WINDOWSRATIO30%_SKYLIGHTRATIO40%.json
40 | 60 | 16 | 225 | 40% | 40% | 9600 | 38 | 18 | 0.83333 | 0.20833 | 48.0155 | 0.68374 | 48.6993 | WIDTH60_LENGTH50_HIGHT8_ORIENTATION225_WINDOWSRATIO30%_SKYLIGHTRATIO40%_3Dview.png | WIDTH60_LENGTH50_HIGHT8_ORIENTATION225_WINDOWSRATIO30%_SKYLIGHTRATIO40%.json
60 | 40 | 16 | 270 | 40% | 40% | 9600 | 18 | 38 | 0.83333 | 0.20833 | 48.0867 | 0.6535 | 48.7402 | WIDTH30_LENGTH60_HIGHT8_ORIENTATION225_WINDOWSRATIO30%_SKYLIGHTRATIO40%_3Dview.png | WIDTH30_LENGTH60_HIGHT8_ORIENTATION225_WINDOWSRATIO30%_SKYLIGHTRATIO40%.json
40 | 60 | 16 | 270 | 40% | 40% | 9600 | 38 | 18 | 0.83333 | 0.20833 | 48.1619 | 0.60906 | 48.7709 | WIDTH40_LENGTH60_HIGHT8_ORIENTATION225_WINDOWSRATIO30%_SKYLIGHTRATIO40%_3Dview.png | WIDTH40_LENGTH60_HIGHT8_ORIENTATION225_WINDOWSRATIO30%_SKYLIGHTRATIO40%.json
60 | 40 | 16 | 315 | 40% | 40% | 9600 | 18 | 38 | 0.83333 | 0.20833 | 48.0096 | 0.68702 | 48.6967 | WIDTH50_LENGTH60_HIGHT8_ORIENTATION225_WINDOWSRATIO30%_SKYLIGHTRATIO40%_3Dview.png | WIDTH50_LENGTH60_HIGHT8_ORIENTATION225_WINDOWSRATIO30%_SKYLIGHTRATIO40%.json
40 | 60 | 16 | 315 | 40% | 40% | 9600 | 38 | 18 | 0.83333 | 0.20833 | 47.9906 | 0.69382 | 48.6844 | WIDTH60_LENGTH60_HIGHT8_ORIENTATION225_WINDOWSRATIO30%_SKYLIGHTRATIO40%_3Dview.png | WIDTH60_LENGTH60_HIGHT8_ORIENTATION225_WINDOWSRATIO30%_SKYLIGHTRATIO40%.json
50 | 50 | 16 | 0 | 10% | 10% | 10000 | 28 | 28 | 0.82 | 0.205 | 44.1822 | 1.2672 | 45.4493 | WIDTH30_LENGTH30_HIGHT12_ORIENTATION225_WINDOWSRATIO30%_SKYLIGHTRATIO40%_3Dview.png | WIDTH30_LENGTH30_HIGHT12_ORIENTATION225_WINDOWSRATIO30%_SKYLIGHTRATIO40%.json
50 | 50 | 16 | 45 | 10% | 10% | 10000 | 28 | 28 | 0.82 | 0.205 | 44.0981 | 1.3115 | 45.4096 | WIDTH40_LENGTH30_HIGHT12_ORIENTATION225_WINDOWSRATIO30%_SKYLIGHTRATIO40%_3Dview.png | WIDTH40_LENGTH30_HIGHT12_ORIENTATION225_WINDOWSRATIO30%_SKYLIGHTRATIO40%.json
50 | 50 | 16 | 90 | 10% | 10% | 10000 | 28 | 28 | 0.82 | 0.205 | 44.1823 | 1.2666 | 45.4489 | WIDTH50_LENGTH30_HIGHT12_ORIENTATION225_WINDOWSRATIO30%_SKYLIGHTRATIO40%_3Dview.png | WIDTH50_LENGTH30_HIGHT12_ORIENTATION225_WINDOWSRATIO30%_SKYLIGHTRATIO40%.json
50 | 50 | 16 | 135 | 10% | 10% | 10000 | 28 | 28 | 0.82 | 0.205 | 44.0934 | 1.3131 | 45.4065 | WIDTH60_LENGTH30_HIGHT12_ORIENTATION225_WINDOWSRATIO30%_SKYLIGHTRATIO40%_3Dview.png | WIDTH60_LENGTH30_HIGHT12_ORIENTATION225_WINDOWSRATIO30%_SKYLIGHTRATIO40%.json
50 | 50 | 16 | 180 | 10% | 10% | 10000 | 28 | 28 | 0.82 | 0.205 | 44.1822 | 1.2672 | 45.4493 | WIDTH30_LENGTH40_HIGHT12_ORIENTATION225_WINDOWSRATIO30%_SKYLIGHTRATIO40%_3Dview.png | WIDTH30_LENGTH40_HIGHT12_ORIENTATION225_WINDOWSRATIO30%_SKYLIGHTRATIO40%.json
50 | 50 | 16 | 225 | 10% | 10% | 10000 | 28 | 28 | 0.82 | 0.205 | 44.0981 | 1.3115 | 45.4096 | WIDTH40_LENGTH40_HIGHT12_ORIENTATION225_WINDOWSRATIO30%_SKYLIGHTRATIO40%_3Dview.png | WIDTH40_LENGTH40_HIGHT12_ORIENTATION225_WINDOWSRATIO30%_SKYLIGHTRATIO40%.json
50 | 50 | 16 | 270 | 10% | 10% | 10000 | 28 | 28 | 0.82 | 0.205 | 44.1823 | 1.2666 | 45.4489 | WIDTH50_LENGTH40_HIGHT12_ORIENTATION225_WINDOWSRATIO30%_SKYLIGHTRATIO40%_3Dview.png | WIDTH50_LENGTH40_HIGHT12_ORIENTATION225_WINDOWSRATIO30%_SKYLIGHTRATIO40%.json
50 | 50 | 16 | 315 | 10% | 10% | 10000 | 28 | 28 | 0.82 | 0.205 | 44.0932 | 1.3129 | 45.4061 | WIDTH60_LENGTH40_HIGHT12_ORIENTATION225_WINDOWSRATIO30%_SKYLIGHTRATIO40%_3Dview.png | WIDTH60_LENGTH40_HIGHT12_ORIENTATION225_WINDOWSRATIO30%_SKYLIGHTRATIO40%.json
50 | 50 | 16 | 0 | 20% | 10% | 10000 | 28 | 28 | 0.82 | 0.205 | 45.0407 | 1.0666 | 46.1072 | WIDTH30_LENGTH50_HIGHT12_ORIENTATION225_WINDOWSRATIO30%_SKYLIGHTRATIO40%_3Dview.png | WIDTH30_LENGTH50_HIGHT12_ORIENTATION225_WINDOWSRATIO30%_SKYLIGHTRATIO40%.json
50 | 50 | 16 | 45 | 20% | 10% | 10000 | 28 | 28 | 0.82 | 0.205 | 44.9379 | 1.1179 | 46.0558 | WIDTH40_LENGTH50_HIGHT12_ORIENTATION225_WINDOWSRATIO30%_SKYLIGHTRATIO40%_3Dview.png | WIDTH40_LENGTH50_HIGHT12_ORIENTATION225_WINDOWSRATIO30%_SKYLIGHTRATIO40%.json
50 | 50 | 16 | 90 | 20% | 10% | 10000 | 28 | 28 | 0.82 | 0.205 | 45.0404 | 1.066 | 46.1064 | WIDTH50_LENGTH50_HIGHT12_ORIENTATION225_WINDOWSRATIO30%_SKYLIGHTRATIO40%_3Dview.png | WIDTH50_LENGTH50_HIGHT12_ORIENTATION225_WINDOWSRATIO30%_SKYLIGHTRATIO40%.json
50 | 50 | 16 | 135 | 20% | 10% | 10000 | 28 | 28 | 0.82 | 0.205 | 44.9326 | 1.1195 | 46.052 | WIDTH60_LENGTH50_HIGHT12_ORIENTATION225_WINDOWSRATIO30%_SKYLIGHTRATIO40%_3Dview.png | WIDTH60_LENGTH50_HIGHT12_ORIENTATION225_WINDOWSRATIO30%_SKYLIGHTRATIO40%.json
50 | 50 | 16 | 180 | 20% | 10% | 10000 | 28 | 28 | 0.82 | 0.205 | 45.0407 | 1.0666 | 46.1072 | WIDTH30_LENGTH60_HIGHT12_ORIENTATION225_WINDOWSRATIO30%_SKYLIGHTRATIO40%_3Dview.png | WIDTH30_LENGTH60_HIGHT12_ORIENTATION225_WINDOWSRATIO30%_SKYLIGHTRATIO40%.json
50 | 50 | 16 | 225 | 20% | 10% | 10000 | 28 | 28 | 0.82 | 0.205 | 44.9379 | 1.1179 | 46.0558 | WIDTH40_LENGTH60_HIGHT12_ORIENTATION225_WINDOWSRATIO30%_SKYLIGHTRATIO40%_3Dview.png | WIDTH40_LENGTH60_HIGHT12_ORIENTATION225_WINDOWSRATIO30%_SKYLIGHTRATIO40%.json
50 | 50 | 16 | 270 | 20% | 10% | 10000 | 28 | 28 | 0.82 | 0.205 | 45.0404 | 1.066 | 46.1064 | WIDTH50_LENGTH60_HIGHT12_ORIENTATION225_WINDOWSRATIO30%_SKYLIGHTRATIO40%_3Dview.png | WIDTH50_LENGTH60_HIGHT12_ORIENTATION225_WINDOWSRATIO30%_SKYLIGHTRATIO40%.json
50 | 50 | 16 | 315 | 20% | 10% | 10000 | 28 | 28 | 0.82 | 0.205 | 44.9323 | 1.1193 | 46.0516 | WIDTH60_LENGTH60_HIGHT12_ORIENTATION225_WINDOWSRATIO30%_SKYLIGHTRATIO40%_3Dview.png | WIDTH60_LENGTH60_HIGHT12_ORIENTATION225_WINDOWSRATIO30%_SKYLIGHTRATIO40%.json
50 | 50 | 16 | 0 | 30% | 10% | 10000 | 28 | 28 | 0.82 | 0.205 | 45.7112 | 0.90069 | 46.6119 | WIDTH30_LENGTH30_HIGHT16_ORIENTATION225_WINDOWSRATIO30%_SKYLIGHTRATIO40%_3Dview.png | WIDTH30_LENGTH30_HIGHT16_ORIENTATION225_WINDOWSRATIO30%_SKYLIGHTRATIO40%.json
50 | 50 | 16 | 45 | 30% | 10% | 10000 | 28 | 28 | 0.82 | 0.205 | 45.5978 | 0.95677 | 46.5546 | WIDTH40_LENGTH30_HIGHT16_ORIENTATION225_WINDOWSRATIO30%_SKYLIGHTRATIO40%_3Dview.png | WIDTH40_LENGTH30_HIGHT16_ORIENTATION225_WINDOWSRATIO30%_SKYLIGHTRATIO40%.json
50 | 50 | 16 | 90 | 30% | 10% | 10000 | 28 | 28 | 0.82 | 0.205 | 45.7108 | 0.89999 | 46.6108 | WIDTH50_LENGTH30_HIGHT16_ORIENTATION225_WINDOWSRATIO30%_SKYLIGHTRATIO40%_3Dview.png | WIDTH50_LENGTH30_HIGHT16_ORIENTATION225_WINDOWSRATIO30%_SKYLIGHTRATIO40%.json
50 | 50 | 16 | 135 | 30% | 10% | 10000 | 28 | 28 | 0.82 | 0.205 | 45.5941 | 0.95826 | 46.5523 | WIDTH60_LENGTH30_HIGHT16_ORIENTATION225_WINDOWSRATIO30%_SKYLIGHTRATIO40%_3Dview.png | WIDTH60_LENGTH30_HIGHT16_ORIENTATION225_WINDOWSRATIO30%_SKYLIGHTRATIO40%.json
50 | 50 | 16 | 180 | 30% | 10% | 10000 | 28 | 28 | 0.82 | 0.205 | 45.7112 | 0.90069 | 46.6119 | WIDTH30_LENGTH40_HIGHT16_ORIENTATION225_WINDOWSRATIO30%_SKYLIGHTRATIO40%_3Dview.png | WIDTH30_LENGTH40_HIGHT16_ORIENTATION225_WINDOWSRATIO30%_SKYLIGHTRATIO40%.json
50 | 50 | 16 | 225 | 30% | 10% | 10000 | 28 | 28 | 0.82 | 0.205 | 45.5978 | 0.95677 | 46.5546 | WIDTH40_LENGTH40_HIGHT16_ORIENTATION225_WINDOWSRATIO30%_SKYLIGHTRATIO40%_3Dview.png | WIDTH40_LENGTH40_HIGHT16_ORIENTATION225_WINDOWSRATIO30%_SKYLIGHTRATIO40%.json
50 | 50 | 16 | 270 | 30% | 10% | 10000 | 28 | 28 | 0.82 | 0.205 | 45.7108 | 0.89999 | 46.6108 | WIDTH50_LENGTH40_HIGHT16_ORIENTATION225_WINDOWSRATIO30%_SKYLIGHTRATIO40%_3Dview.png | WIDTH50_LENGTH40_HIGHT16_ORIENTATION225_WINDOWSRATIO30%_SKYLIGHTRATIO40%.json
50 | 50 | 16 | 315 | 30% | 10% | 10000 | 28 | 28 | 0.82 | 0.205 | 45.5938 | 0.95804 | 46.5518 | WIDTH60_LENGTH40_HIGHT16_ORIENTATION225_WINDOWSRATIO30%_SKYLIGHTRATIO40%_3Dview.png | WIDTH60_LENGTH40_HIGHT16_ORIENTATION225_WINDOWSRATIO30%_SKYLIGHTRATIO40%.json
50 | 50 | 16 | 0 | 40% | 10% | 10000 | 28 | 28 | 0.82 | 0.205 | 46.2228 | 0.76553 | 46.9883 | WIDTH30_LENGTH50_HIGHT16_ORIENTATION225_WINDOWSRATIO30%_SKYLIGHTRATIO40%_3Dview.png | WIDTH30_LENGTH50_HIGHT16_ORIENTATION225_WINDOWSRATIO30%_SKYLIGHTRATIO40%.json
50 | 50 | 16 | 45 | 40% | 10% | 10000 | 28 | 28 | 0.82 | 0.205 | 46.1059 | 0.82491 | 46.9308 | WIDTH40_LENGTH50_HIGHT16_ORIENTATION225_WINDOWSRATIO30%_SKYLIGHTRATIO40%_3Dview.png | WIDTH40_LENGTH50_HIGHT16_ORIENTATION225_WINDOWSRATIO30%_SKYLIGHTRATIO40%.json
50 | 50 | 16 | 90 | 40% | 10% | 10000 | 28 | 28 | 0.82 | 0.205 | 46.2231 | 0.76409 | 46.9872 | WIDTH50_LENGTH50_HIGHT16_ORIENTATION225_WINDOWSRATIO30%_SKYLIGHTRATIO40%_3Dview.png | WIDTH50_LENGTH50_HIGHT16_ORIENTATION225_WINDOWSRATIO30%_SKYLIGHTRATIO40%.json
50 | 50 | 16 | 135 | 40% | 10% | 10000 | 28 | 28 | 0.82 | 0.205 | 46.1022 | 0.82595 | 46.9282 | WIDTH60_LENGTH50_HIGHT16_ORIENTATION225_WINDOWSRATIO30%_SKYLIGHTRATIO40%_3Dview.png | WIDTH60_LENGTH50_HIGHT16_ORIENTATION225_WINDOWSRATIO30%_SKYLIGHTRATIO40%.json
50 | 50 | 16 | 180 | 40% | 10% | 10000 | 28 | 28 | 0.82 | 0.205 | 46.2228 | 0.76553 | 46.9883 | WIDTH30_LENGTH60_HIGHT16_ORIENTATION225_WINDOWSRATIO30%_SKYLIGHTRATIO40%_3Dview.png | WIDTH30_LENGTH60_HIGHT16_ORIENTATION225_WINDOWSRATIO30%_SKYLIGHTRATIO40%.json
50 | 50 | 16 | 225 | 40% | 10% | 10000 | 28 | 28 | 0.82 | 0.205 | 46.1059 | 0.82491 | 46.9308 | WIDTH40_LENGTH60_HIGHT16_ORIENTATION225_WINDOWSRATIO30%_SKYLIGHTRATIO40%_3Dview.png | WIDTH40_LENGTH60_HIGHT16_ORIENTATION225_WINDOWSRATIO30%_SKYLIGHTRATIO40%.json
50 | 50 | 16 | 270 | 40% | 10% | 10000 | 28 | 28 | 0.82 | 0.205 | 46.2231 | 0.76409 | 46.9872 | WIDTH50_LENGTH60_HIGHT16_ORIENTATION225_WINDOWSRATIO30%_SKYLIGHTRATIO40%_3Dview.png | WIDTH50_LENGTH60_HIGHT16_ORIENTATION225_WINDOWSRATIO30%_SKYLIGHTRATIO40%.json
50 | 50 | 16 | 315 | 40% | 10% | 10000 | 28 | 28 | 0.82 | 0.205 | 46.102 | 0.82574 | 46.9277 | WIDTH60_LENGTH60_HIGHT16_ORIENTATION225_WINDOWSRATIO30%_SKYLIGHTRATIO40%_3Dview.png | WIDTH60_LENGTH60_HIGHT16_ORIENTATION225_WINDOWSRATIO30%_SKYLIGHTRATIO40%.json
50 | 50 | 16 | 0 | 10% | 20% | 10000 | 28 | 28 | 0.82 | 0.205 | 44.5335 | 1.1907 | 45.7242 | WIDTH30_LENGTH30_HIGHT8_ORIENTATION270_WINDOWSRATIO30%_SKYLIGHTRATIO40%_3Dview.png | WIDTH30_LENGTH30_HIGHT8_ORIENTATION270_WINDOWSRATIO30%_SKYLIGHTRATIO40%.json
50 | 50 | 16 | 45 | 10% | 20% | 10000 | 28 | 28 | 0.82 | 0.205 | 44.4509 | 1.2319 | 45.6828 | WIDTH40_LENGTH30_HIGHT8_ORIENTATION270_WINDOWSRATIO30%_SKYLIGHTRATIO40%_3Dview.png | WIDTH40_LENGTH30_HIGHT8_ORIENTATION270_WINDOWSRATIO30%_SKYLIGHTRATIO40%.json
50 | 50 | 16 | 90 | 10% | 20% | 10000 | 28 | 28 | 0.82 | 0.205 | 44.5336 | 1.1898 | 45.7234 | WIDTH50_LENGTH30_HIGHT8_ORIENTATION270_WINDOWSRATIO30%_SKYLIGHTRATIO40%_3Dview.png | WIDTH50_LENGTH30_HIGHT8_ORIENTATION270_WINDOWSRATIO30%_SKYLIGHTRATIO40%.json
50 | 50 | 16 | 135 | 10% | 20% | 10000 | 28 | 28 | 0.82 | 0.205 | 44.4371 | 1.2358 | 45.6729 | WIDTH60_LENGTH30_HIGHT8_ORIENTATION270_WINDOWSRATIO30%_SKYLIGHTRATIO40%_3Dview.png | WIDTH60_LENGTH30_HIGHT8_ORIENTATION270_WINDOWSRATIO30%_SKYLIGHTRATIO40%.json
50 | 50 | 16 | 180 | 10% | 20% | 10000 | 28 | 28 | 0.82 | 0.205 | 44.5335 | 1.1907 | 45.7242 | WIDTH30_LENGTH40_HIGHT8_ORIENTATION270_WINDOWSRATIO30%_SKYLIGHTRATIO40%_3Dview.png | WIDTH30_LENGTH40_HIGHT8_ORIENTATION270_WINDOWSRATIO30%_SKYLIGHTRATIO40%.json
50 | 50 | 16 | 225 | 10% | 20% | 10000 | 28 | 28 | 0.82 | 0.205 | 44.4363 | 1.2366 | 45.6729 | WIDTH40_LENGTH40_HIGHT8_ORIENTATION270_WINDOWSRATIO30%_SKYLIGHTRATIO40%_3Dview.png | WIDTH40_LENGTH40_HIGHT8_ORIENTATION270_WINDOWSRATIO30%_SKYLIGHTRATIO40%.json
50 | 50 | 16 | 270 | 10% | 20% | 10000 | 28 | 28 | 0.82 | 0.205 | 44.5336 | 1.1898 | 45.7234 | WIDTH50_LENGTH40_HIGHT8_ORIENTATION270_WINDOWSRATIO30%_SKYLIGHTRATIO40%_3Dview.png | WIDTH50_LENGTH40_HIGHT8_ORIENTATION270_WINDOWSRATIO30%_SKYLIGHTRATIO40%.json
50 | 50 | 16 | 315 | 10% | 20% | 10000 | 28 | 28 | 0.82 | 0.205 | 44.4435 | 1.2342 | 45.6776 | WIDTH60_LENGTH40_HIGHT8_ORIENTATION270_WINDOWSRATIO30%_SKYLIGHTRATIO40%_3Dview.png | WIDTH60_LENGTH40_HIGHT8_ORIENTATION270_WINDOWSRATIO30%_SKYLIGHTRATIO40%.json
50 | 50 | 16 | 0 | 20% | 20% | 10000 | 28 | 28 | 0.82 | 0.205 | 45.3408 | 0.99434 | 46.3352 | WIDTH30_LENGTH50_HIGHT8_ORIENTATION270_WINDOWSRATIO30%_SKYLIGHTRATIO40%_3Dview.png | WIDTH30_LENGTH50_HIGHT8_ORIENTATION270_WINDOWSRATIO30%_SKYLIGHTRATIO40%.json
50 | 50 | 16 | 45 | 20% | 20% | 10000 | 28 | 28 | 0.82 | 0.205 | 45.2449 | 1.0451 | 46.2899 | WIDTH40_LENGTH50_HIGHT8_ORIENTATION270_WINDOWSRATIO30%_SKYLIGHTRATIO40%_3Dview.png | WIDTH40_LENGTH50_HIGHT8_ORIENTATION270_WINDOWSRATIO30%_SKYLIGHTRATIO40%.json
50 | 50 | 16 | 90 | 20% | 20% | 10000 | 28 | 28 | 0.82 | 0.205 | 45.3416 | 0.99417 | 46.3358 | WIDTH50_LENGTH50_HIGHT8_ORIENTATION270_WINDOWSRATIO30%_SKYLIGHTRATIO40%_3Dview.png | WIDTH50_LENGTH50_HIGHT8_ORIENTATION270_WINDOWSRATIO30%_SKYLIGHTRATIO40%.json
50 | 50 | 16 | 135 | 20% | 20% | 10000 | 28 | 28 | 0.82 | 0.205 | 45.232 | 1.048 | 46.28 | WIDTH60_LENGTH50_HIGHT8_ORIENTATION270_WINDOWSRATIO30%_SKYLIGHTRATIO40%_3Dview.png | WIDTH60_LENGTH50_HIGHT8_ORIENTATION270_WINDOWSRATIO30%_SKYLIGHTRATIO40%.json
50 | 50 | 16 | 180 | 20% | 20% | 10000 | 28 | 28 | 0.82 | 0.205 | 45.3408 | 0.99434 | 46.3352 | WIDTH30_LENGTH60_HIGHT8_ORIENTATION270_WINDOWSRATIO30%_SKYLIGHTRATIO40%_3Dview.png | WIDTH30_LENGTH60_HIGHT8_ORIENTATION270_WINDOWSRATIO30%_SKYLIGHTRATIO40%.json
50 | 50 | 16 | 225 | 20% | 20% | 10000 | 28 | 28 | 0.82 | 0.205 | 45.2317 | 1.0478 | 46.2795 | WIDTH40_LENGTH60_HIGHT8_ORIENTATION270_WINDOWSRATIO30%_SKYLIGHTRATIO40%_3Dview.png | WIDTH40_LENGTH60_HIGHT8_ORIENTATION270_WINDOWSRATIO30%_SKYLIGHTRATIO40%.json
50 | 50 | 16 | 270 | 20% | 20% | 10000 | 28 | 28 | 0.82 | 0.205 | 45.3416 | 0.99417 | 46.3358 | WIDTH50_LENGTH60_HIGHT8_ORIENTATION270_WINDOWSRATIO30%_SKYLIGHTRATIO40%_3Dview.png | WIDTH50_LENGTH60_HIGHT8_ORIENTATION270_WINDOWSRATIO30%_SKYLIGHTRATIO40%.json
50 | 50 | 16 | 315 | 20% | 20% | 10000 | 28 | 28 | 0.82 | 0.205 | 45.2385 | 1.0465 | 46.285 | WIDTH60_LENGTH60_HIGHT8_ORIENTATION270_WINDOWSRATIO30%_SKYLIGHTRATIO40%_3Dview.png | WIDTH60_LENGTH60_HIGHT8_ORIENTATION270_WINDOWSRATIO30%_SKYLIGHTRATIO40%.json
50 | 50 | 16 | 0 | 30% | 20% | 10000 | 28 | 28 | 0.82 | 0.205 | 45.9716 | 0.8361 | 46.8078 | WIDTH30_LENGTH30_HIGHT12_ORIENTATION270_WINDOWSRATIO30%_SKYLIGHTRATIO40%_3Dview.png | WIDTH30_LENGTH30_HIGHT12_ORIENTATION270_WINDOWSRATIO30%_SKYLIGHTRATIO40%.json
50 | 50 | 16 | 45 | 30% | 20% | 10000 | 28 | 28 | 0.82 | 0.205 | 45.8635 | 0.89224 | 46.7558 | WIDTH40_LENGTH30_HIGHT12_ORIENTATION270_WINDOWSRATIO30%_SKYLIGHTRATIO40%_3Dview.png | WIDTH40_LENGTH30_HIGHT12_ORIENTATION270_WINDOWSRATIO30%_SKYLIGHTRATIO40%.json
50 | 50 | 16 | 90 | 30% | 20% | 10000 | 28 | 28 | 0.82 | 0.205 | 45.9725 | 0.83524 | 46.8077 | WIDTH50_LENGTH30_HIGHT12_ORIENTATION270_WINDOWSRATIO30%_SKYLIGHTRATIO40%_3Dview.png | WIDTH50_LENGTH30_HIGHT12_ORIENTATION270_WINDOWSRATIO30%_SKYLIGHTRATIO40%.json
50 | 50 | 16 | 135 | 30% | 20% | 10000 | 28 | 28 | 0.82 | 0.205 | 45.8535 | 0.89474 | 46.7482 | WIDTH60_LENGTH30_HIGHT12_ORIENTATION270_WINDOWSRATIO30%_SKYLIGHTRATIO40%_3Dview.png | WIDTH60_LENGTH30_HIGHT12_ORIENTATION270_WINDOWSRATIO30%_SKYLIGHTRATIO40%.json
50 | 50 | 16 | 180 | 30% | 20% | 10000 | 28 | 28 | 0.82 | 0.205 | 45.9716 | 0.8361 | 46.8078 | WIDTH30_LENGTH40_HIGHT12_ORIENTATION270_WINDOWSRATIO30%_SKYLIGHTRATIO40%_3Dview.png | WIDTH30_LENGTH40_HIGHT12_ORIENTATION270_WINDOWSRATIO30%_SKYLIGHTRATIO40%.json
50 | 50 | 16 | 225 | 30% | 20% | 10000 | 28 | 28 | 0.82 | 0.205 | 45.8526 | 0.89547 | 46.7481 | WIDTH40_LENGTH40_HIGHT12_ORIENTATION270_WINDOWSRATIO30%_SKYLIGHTRATIO40%_3Dview.png | WIDTH40_LENGTH40_HIGHT12_ORIENTATION270_WINDOWSRATIO30%_SKYLIGHTRATIO40%.json
50 | 50 | 16 | 270 | 30% | 20% | 10000 | 28 | 28 | 0.82 | 0.205 | 45.9725 | 0.83524 | 46.8077 | WIDTH50_LENGTH40_HIGHT12_ORIENTATION270_WINDOWSRATIO30%_SKYLIGHTRATIO40%_3Dview.png | WIDTH50_LENGTH40_HIGHT12_ORIENTATION270_WINDOWSRATIO30%_SKYLIGHTRATIO40%.json
50 | 50 | 16 | 315 | 30% | 20% | 10000 | 28 | 28 | 0.82 | 0.205 | 45.8584 | 0.89349 | 46.7518 | WIDTH60_LENGTH40_HIGHT12_ORIENTATION270_WINDOWSRATIO30%_SKYLIGHTRATIO40%_3Dview.png | WIDTH60_LENGTH40_HIGHT12_ORIENTATION270_WINDOWSRATIO30%_SKYLIGHTRATIO40%.json
50 | 50 | 16 | 0 | 40% | 20% | 10000 | 28 | 28 | 0.82 | 0.205 | 46.4505 | 0.70834 | 47.1589 | WIDTH30_LENGTH50_HIGHT12_ORIENTATION270_WINDOWSRATIO30%_SKYLIGHTRATIO40%_3Dview.png | WIDTH30_LENGTH50_HIGHT12_ORIENTATION270_WINDOWSRATIO30%_SKYLIGHTRATIO40%.json
50 | 50 | 16 | 45 | 40% | 20% | 10000 | 28 | 28 | 0.82 | 0.205 | 46.3366 | 0.7624 | 47.099 | WIDTH40_LENGTH50_HIGHT12_ORIENTATION270_WINDOWSRATIO30%_SKYLIGHTRATIO40%_3Dview.png | WIDTH40_LENGTH50_HIGHT12_ORIENTATION270_WINDOWSRATIO30%_SKYLIGHTRATIO40%.json
50 | 50 | 16 | 90 | 40% | 20% | 10000 | 28 | 28 | 0.82 | 0.205 | 46.4512 | 0.7074 | 47.1586 | WIDTH50_LENGTH50_HIGHT12_ORIENTATION270_WINDOWSRATIO30%_SKYLIGHTRATIO40%_3Dview.png | WIDTH50_LENGTH50_HIGHT12_ORIENTATION270_WINDOWSRATIO30%_SKYLIGHTRATIO40%.json
50 | 50 | 16 | 135 | 40% | 20% | 10000 | 28 | 28 | 0.82 | 0.205 | 46.3271 | 0.7654 | 47.0925 | WIDTH60_LENGTH50_HIGHT12_ORIENTATION270_WINDOWSRATIO30%_SKYLIGHTRATIO40%_3Dview.png | WIDTH60_LENGTH50_HIGHT12_ORIENTATION270_WINDOWSRATIO30%_SKYLIGHTRATIO40%.json
50 | 50 | 16 | 180 | 40% | 20% | 10000 | 28 | 28 | 0.82 | 0.205 | 46.4505 | 0.70834 | 47.1589 | WIDTH30_LENGTH60_HIGHT12_ORIENTATION270_WINDOWSRATIO30%_SKYLIGHTRATIO40%_3Dview.png | WIDTH30_LENGTH60_HIGHT12_ORIENTATION270_WINDOWSRATIO30%_SKYLIGHTRATIO40%.json
50 | 50 | 16 | 225 | 40% | 20% | 10000 | 28 | 28 | 0.82 | 0.205 | 46.3261 | 0.76599 | 47.092 | WIDTH40_LENGTH60_HIGHT12_ORIENTATION270_WINDOWSRATIO30%_SKYLIGHTRATIO40%_3Dview.png | WIDTH40_LENGTH60_HIGHT12_ORIENTATION270_WINDOWSRATIO30%_SKYLIGHTRATIO40%.json
50 | 50 | 16 | 270 | 40% | 20% | 10000 | 28 | 28 | 0.82 | 0.205 | 46.4512 | 0.7074 | 47.1586 | WIDTH50_LENGTH60_HIGHT12_ORIENTATION270_WINDOWSRATIO30%_SKYLIGHTRATIO40%_3Dview.png | WIDTH50_LENGTH60_HIGHT12_ORIENTATION270_WINDOWSRATIO30%_SKYLIGHTRATIO40%.json
50 | 50 | 16 | 315 | 40% | 20% | 10000 | 28 | 28 | 0.82 | 0.205 | 46.3315 | 0.76414 | 47.0957 | WIDTH60_LENGTH60_HIGHT12_ORIENTATION270_WINDOWSRATIO30%_SKYLIGHTRATIO40%_3Dview.png | WIDTH60_LENGTH60_HIGHT12_ORIENTATION270_WINDOWSRATIO30%_SKYLIGHTRATIO40%.json
50 | 50 | 16 | 0 | 10% | 30% | 10000 | 28 | 28 | 0.82 | 0.205 | 44.7683 | 1.1259 | 45.8942 | WIDTH30_LENGTH30_HIGHT16_ORIENTATION270_WINDOWSRATIO30%_SKYLIGHTRATIO40%_3Dview.png | WIDTH30_LENGTH30_HIGHT16_ORIENTATION270_WINDOWSRATIO30%_SKYLIGHTRATIO40%.json
50 | 50 | 16 | 45 | 10% | 30% | 10000 | 28 | 28 | 0.82 | 0.205 | 44.6875 | 1.1676 | 45.8551 | WIDTH40_LENGTH30_HIGHT16_ORIENTATION270_WINDOWSRATIO30%_SKYLIGHTRATIO40%_3Dview.png | WIDTH40_LENGTH30_HIGHT16_ORIENTATION270_WINDOWSRATIO30%_SKYLIGHTRATIO40%.json
50 | 50 | 16 | 90 | 10% | 30% | 10000 | 28 | 28 | 0.82 | 0.205 | 44.7693 | 1.1249 | 45.8943 | WIDTH50_LENGTH30_HIGHT16_ORIENTATION270_WINDOWSRATIO30%_SKYLIGHTRATIO40%_3Dview.png | WIDTH50_LENGTH30_HIGHT16_ORIENTATION270_WINDOWSRATIO30%_SKYLIGHTRATIO40%.json
50 | 50 | 16 | 135 | 10% | 30% | 10000 | 28 | 28 | 0.82 | 0.205 | 46.2729 | 1.1749 | 47.4477 | WIDTH60_LENGTH30_HIGHT16_ORIENTATION270_WINDOWSRATIO30%_SKYLIGHTRATIO40%_3Dview.png | WIDTH60_LENGTH30_HIGHT16_ORIENTATION270_WINDOWSRATIO30%_SKYLIGHTRATIO40%.json
50 | 50 | 16 | 180 | 10% | 30% | 10000 | 28 | 28 | 0.82 | 0.205 | 44.7683 | 1.1259 | 45.8942 | WIDTH30_LENGTH40_HIGHT16_ORIENTATION270_WINDOWSRATIO30%_SKYLIGHTRATIO40%_3Dview.png | WIDTH30_LENGTH40_HIGHT16_ORIENTATION270_WINDOWSRATIO30%_SKYLIGHTRATIO40%.json
50 | 50 | 16 | 225 | 10% | 30% | 10000 | 28 | 28 | 0.82 | 0.205 | 46.2651 | 1.1775 | 47.4426 | WIDTH40_LENGTH40_HIGHT16_ORIENTATION270_WINDOWSRATIO30%_SKYLIGHTRATIO40%_3Dview.png | WIDTH40_LENGTH40_HIGHT16_ORIENTATION270_WINDOWSRATIO30%_SKYLIGHTRATIO40%.json
50 | 50 | 16 | 270 | 10% | 30% | 10000 | 28 | 28 | 0.82 | 0.205 | 44.7693 | 1.1249 | 45.8943 | WIDTH50_LENGTH40_HIGHT16_ORIENTATION270_WINDOWSRATIO30%_SKYLIGHTRATIO40%_3Dview.png | WIDTH50_LENGTH40_HIGHT16_ORIENTATION270_WINDOWSRATIO30%_SKYLIGHTRATIO40%.json
50 | 50 | 16 | 315 | 10% | 30% | 10000 | 28 | 28 | 0.82 | 0.205 | 44.6857 | 1.1676 | 45.8533 | WIDTH60_LENGTH40_HIGHT16_ORIENTATION270_WINDOWSRATIO30%_SKYLIGHTRATIO40%_3Dview.png | WIDTH60_LENGTH40_HIGHT16_ORIENTATION270_WINDOWSRATIO30%_SKYLIGHTRATIO40%.json
50 | 50 | 16 | 0 | 20% | 30% | 10000 | 28 | 28 | 0.82 | 0.205 | 45.5361 | 0.93766 | 46.4738 | WIDTH30_LENGTH50_HIGHT16_ORIENTATION270_WINDOWSRATIO30%_SKYLIGHTRATIO40%_3Dview.png | WIDTH30_LENGTH50_HIGHT16_ORIENTATION270_WINDOWSRATIO30%_SKYLIGHTRATIO40%.json
50 | 50 | 16 | 45 | 20% | 30% | 10000 | 28 | 28 | 0.82 | 0.205 | 45.4424 | 0.98453 | 46.4269 | WIDTH40_LENGTH50_HIGHT16_ORIENTATION270_WINDOWSRATIO30%_SKYLIGHTRATIO40%_3Dview.png | WIDTH40_LENGTH50_HIGHT16_ORIENTATION270_WINDOWSRATIO30%_SKYLIGHTRATIO40%.json
50 | 50 | 16 | 90 | 20% | 30% | 10000 | 28 | 28 | 0.82 | 0.205 | 45.5372 | 0.93625 | 46.4734 | WIDTH50_LENGTH50_HIGHT16_ORIENTATION270_WINDOWSRATIO30%_SKYLIGHTRATIO40%_3Dview.png | WIDTH50_LENGTH50_HIGHT16_ORIENTATION270_WINDOWSRATIO30%_SKYLIGHTRATIO40%.json
50 | 50 | 16 | 135 | 20% | 30% | 10000 | 28 | 28 | 0.82 | 0.205 | 47.0297 | 0.99192 | 48.0216 | WIDTH60_LENGTH50_HIGHT16_ORIENTATION270_WINDOWSRATIO30%_SKYLIGHTRATIO40%_3Dview.png | WIDTH60_LENGTH50_HIGHT16_ORIENTATION270_WINDOWSRATIO30%_SKYLIGHTRATIO40%.json
50 | 50 | 16 | 180 | 20% | 30% | 10000 | 28 | 28 | 0.82 | 0.205 | 45.5361 | 0.93766 | 46.4738 | WIDTH30_LENGTH60_HIGHT16_ORIENTATION270_WINDOWSRATIO30%_SKYLIGHTRATIO40%_3Dview.png | WIDTH30_LENGTH60_HIGHT16_ORIENTATION270_WINDOWSRATIO30%_SKYLIGHTRATIO40%.json
50 | 50 | 16 | 225 | 20% | 30% | 10000 | 28 | 28 | 0.82 | 0.205 | 47.025 | 0.99339 | 48.0183 | WIDTH40_LENGTH60_HIGHT16_ORIENTATION270_WINDOWSRATIO30%_SKYLIGHTRATIO40%_3Dview.png | WIDTH40_LENGTH60_HIGHT16_ORIENTATION270_WINDOWSRATIO30%_SKYLIGHTRATIO40%.json
50 | 50 | 16 | 270 | 20% | 30% | 10000 | 28 | 28 | 0.82 | 0.205 | 45.5372 | 0.93625 | 46.4734 | WIDTH50_LENGTH60_HIGHT16_ORIENTATION270_WINDOWSRATIO30%_SKYLIGHTRATIO40%_3Dview.png | WIDTH50_LENGTH60_HIGHT16_ORIENTATION270_WINDOWSRATIO30%_SKYLIGHTRATIO40%.json
50 | 50 | 16 | 315 | 20% | 30% | 10000 | 28 | 28 | 0.82 | 0.205 | 45.4409 | 0.98425 | 46.4251 | WIDTH60_LENGTH60_HIGHT16_ORIENTATION270_WINDOWSRATIO30%_SKYLIGHTRATIO40%_3Dview.png | WIDTH60_LENGTH60_HIGHT16_ORIENTATION270_WINDOWSRATIO30%_SKYLIGHTRATIO40%.json
50 | 50 | 16 | 0 | 30% | 30% | 10000 | 28 | 28 | 0.82 | 0.205 | 46.1361 | 0.783 | 46.9191 | WIDTH30_LENGTH30_HIGHT8_ORIENTATION315_WINDOWSRATIO30%_SKYLIGHTRATIO40%_3Dview.png | WIDTH30_LENGTH30_HIGHT8_ORIENTATION315_WINDOWSRATIO30%_SKYLIGHTRATIO40%.json
50 | 50 | 16 | 45 | 30% | 30% | 10000 | 28 | 28 | 0.82 | 0.205 | 46.0317 | 0.83656 | 46.8683 | WIDTH40_LENGTH30_HIGHT8_ORIENTATION315_WINDOWSRATIO30%_SKYLIGHTRATIO40%_3Dview.png | WIDTH40_LENGTH30_HIGHT8_ORIENTATION315_WINDOWSRATIO30%_SKYLIGHTRATIO40%.json
50 | 50 | 16 | 90 | 30% | 30% | 10000 | 28 | 28 | 0.82 | 0.205 | 46.137 | 0.782 | 46.919 | WIDTH50_LENGTH30_HIGHT8_ORIENTATION315_WINDOWSRATIO30%_SKYLIGHTRATIO40%_3Dview.png | WIDTH50_LENGTH30_HIGHT8_ORIENTATION315_WINDOWSRATIO30%_SKYLIGHTRATIO40%.json
50 | 50 | 16 | 135 | 30% | 30% | 10000 | 28 | 28 | 0.82 | 0.205 | 47.6215 | 0.84323 | 48.4647 | WIDTH60_LENGTH30_HIGHT8_ORIENTATION315_WINDOWSRATIO30%_SKYLIGHTRATIO40%_3Dview.png | WIDTH60_LENGTH30_HIGHT8_ORIENTATION315_WINDOWSRATIO30%_SKYLIGHTRATIO40%.json
50 | 50 | 16 | 180 | 30% | 30% | 10000 | 28 | 28 | 0.82 | 0.205 | 46.1361 | 0.783 | 46.9191 | WIDTH30_LENGTH40_HIGHT8_ORIENTATION315_WINDOWSRATIO30%_SKYLIGHTRATIO40%_3Dview.png | WIDTH30_LENGTH40_HIGHT8_ORIENTATION315_WINDOWSRATIO30%_SKYLIGHTRATIO40%.json
50 | 50 | 16 | 225 | 30% | 30% | 10000 | 28 | 28 | 0.82 | 0.205 | 47.6182 | 0.8444 | 48.4626 | WIDTH40_LENGTH40_HIGHT8_ORIENTATION315_WINDOWSRATIO30%_SKYLIGHTRATIO40%_3Dview.png | WIDTH40_LENGTH40_HIGHT8_ORIENTATION315_WINDOWSRATIO30%_SKYLIGHTRATIO40%.json
50 | 50 | 16 | 270 | 30% | 30% | 10000 | 28 | 28 | 0.82 | 0.205 | 46.137 | 0.782 | 46.919 | WIDTH50_LENGTH40_HIGHT8_ORIENTATION315_WINDOWSRATIO30%_SKYLIGHTRATIO40%_3Dview.png | WIDTH50_LENGTH40_HIGHT8_ORIENTATION315_WINDOWSRATIO30%_SKYLIGHTRATIO40%.json
50 | 50 | 16 | 315 | 30% | 30% | 10000 | 28 | 28 | 0.82 | 0.205 | 46.0305 | 0.83585 | 46.8663 | WIDTH60_LENGTH40_HIGHT8_ORIENTATION315_WINDOWSRATIO30%_SKYLIGHTRATIO40%_3Dview.png | WIDTH60_LENGTH40_HIGHT8_ORIENTATION315_WINDOWSRATIO30%_SKYLIGHTRATIO40%.json
50 | 50 | 16 | 0 | 40% | 30% | 10000 | 28 | 28 | 0.82 | 0.205 | 46.5941 | 0.66078 | 47.2549 | WIDTH30_LENGTH50_HIGHT8_ORIENTATION315_WINDOWSRATIO30%_SKYLIGHTRATIO40%_3Dview.png | WIDTH30_LENGTH50_HIGHT8_ORIENTATION315_WINDOWSRATIO30%_SKYLIGHTRATIO40%.json
50 | 50 | 16 | 45 | 40% | 30% | 10000 | 28 | 28 | 0.82 | 0.205 | 46.4842 | 0.71214 | 47.1963 | WIDTH40_LENGTH50_HIGHT8_ORIENTATION315_WINDOWSRATIO30%_SKYLIGHTRATIO40%_3Dview.png | WIDTH40_LENGTH50_HIGHT8_ORIENTATION315_WINDOWSRATIO30%_SKYLIGHTRATIO40%.json
50 | 50 | 16 | 90 | 40% | 30% | 10000 | 28 | 28 | 0.82 | 0.205 | 46.5947 | 0.66046 | 47.2552 | WIDTH50_LENGTH50_HIGHT8_ORIENTATION315_WINDOWSRATIO30%_SKYLIGHTRATIO40%_3Dview.png | WIDTH50_LENGTH50_HIGHT8_ORIENTATION315_WINDOWSRATIO30%_SKYLIGHTRATIO40%.json
50 | 50 | 16 | 135 | 40% | 30% | 10000 | 28 | 28 | 0.82 | 0.205 | 48.073 | 0.72217 | 48.7952 | WIDTH60_LENGTH50_HIGHT8_ORIENTATION315_WINDOWSRATIO30%_SKYLIGHTRATIO40%_3Dview.png | WIDTH60_LENGTH50_HIGHT8_ORIENTATION315_WINDOWSRATIO30%_SKYLIGHTRATIO40%.json
50 | 50 | 16 | 180 | 40% | 30% | 10000 | 28 | 28 | 0.82 | 0.205 | 46.5941 | 0.66078 | 47.2549 | WIDTH30_LENGTH60_HIGHT8_ORIENTATION315_WINDOWSRATIO30%_SKYLIGHTRATIO40%_3Dview.png | WIDTH30_LENGTH60_HIGHT8_ORIENTATION315_WINDOWSRATIO30%_SKYLIGHTRATIO40%.json
50 | 50 | 16 | 225 | 40% | 30% | 10000 | 28 | 28 | 0.82 | 0.205 | 48.0709 | 0.72259 | 48.7935 | WIDTH40_LENGTH60_HIGHT8_ORIENTATION315_WINDOWSRATIO30%_SKYLIGHTRATIO40%_3Dview.png | WIDTH40_LENGTH60_HIGHT8_ORIENTATION315_WINDOWSRATIO30%_SKYLIGHTRATIO40%.json
50 | 50 | 16 | 270 | 40% | 30% | 10000 | 28 | 28 | 0.82 | 0.205 | 46.5947 | 0.66046 | 47.2552 | WIDTH50_LENGTH60_HIGHT8_ORIENTATION315_WINDOWSRATIO30%_SKYLIGHTRATIO40%_3Dview.png | WIDTH50_LENGTH60_HIGHT8_ORIENTATION315_WINDOWSRATIO30%_SKYLIGHTRATIO40%.json
50 | 50 | 16 | 315 | 40% | 30% | 10000 | 28 | 28 | 0.82 | 0.205 | 46.483 | 0.71208 | 47.1951 | WIDTH60_LENGTH60_HIGHT8_ORIENTATION315_WINDOWSRATIO30%_SKYLIGHTRATIO40%_3Dview.png | WIDTH60_LENGTH60_HIGHT8_ORIENTATION315_WINDOWSRATIO30%_SKYLIGHTRATIO40%.json
50 | 50 | 16 | 0 | 10% | 40% | 10000 | 28 | 28 | 0.82 | 0.205 | 46.5481 | 1.0732 | 47.6213 | WIDTH30_LENGTH30_HIGHT12_ORIENTATION315_WINDOWSRATIO30%_SKYLIGHTRATIO40%_3Dview.png | WIDTH30_LENGTH30_HIGHT12_ORIENTATION315_WINDOWSRATIO30%_SKYLIGHTRATIO40%.json
50 | 50 | 16 | 45 | 10% | 40% | 10000 | 28 | 28 | 0.82 | 0.205 | 46.4683 | 1.1139 | 47.5822 | WIDTH40_LENGTH30_HIGHT12_ORIENTATION315_WINDOWSRATIO30%_SKYLIGHTRATIO40%_3Dview.png | WIDTH40_LENGTH30_HIGHT12_ORIENTATION315_WINDOWSRATIO30%_SKYLIGHTRATIO40%.json
50 | 50 | 16 | 90 | 10% | 40% | 10000 | 28 | 28 | 0.82 | 0.205 | 46.5485 | 1.0716 | 47.6201 | WIDTH50_LENGTH30_HIGHT12_ORIENTATION315_WINDOWSRATIO30%_SKYLIGHTRATIO40%_3Dview.png | WIDTH50_LENGTH30_HIGHT12_ORIENTATION315_WINDOWSRATIO30%_SKYLIGHTRATIO40%.json
50 | 50 | 16 | 135 | 10% | 40% | 10000 | 28 | 28 | 0.82 | 0.205 | 46.435 | 1.1277 | 47.5627 | WIDTH60_LENGTH30_HIGHT12_ORIENTATION315_WINDOWSRATIO30%_SKYLIGHTRATIO40%_3Dview.png | WIDTH60_LENGTH30_HIGHT12_ORIENTATION315_WINDOWSRATIO30%_SKYLIGHTRATIO40%.json
50 | 50 | 16 | 180 | 10% | 40% | 10000 | 28 | 28 | 0.82 | 0.205 | 46.5481 | 1.0732 | 47.6213 | WIDTH30_LENGTH40_HIGHT12_ORIENTATION315_WINDOWSRATIO30%_SKYLIGHTRATIO40%_3Dview.png | WIDTH30_LENGTH40_HIGHT12_ORIENTATION315_WINDOWSRATIO30%_SKYLIGHTRATIO40%.json
50 | 50 | 16 | 225 | 10% | 40% | 10000 | 28 | 28 | 0.82 | 0.205 | 46.4291 | 1.1277 | 47.5568 | WIDTH40_LENGTH40_HIGHT12_ORIENTATION315_WINDOWSRATIO30%_SKYLIGHTRATIO40%_3Dview.png | WIDTH40_LENGTH40_HIGHT12_ORIENTATION315_WINDOWSRATIO30%_SKYLIGHTRATIO40%.json
50 | 50 | 16 | 270 | 10% | 40% | 10000 | 28 | 28 | 0.82 | 0.205 | 46.5485 | 1.0716 | 47.6201 | WIDTH50_LENGTH40_HIGHT12_ORIENTATION315_WINDOWSRATIO30%_SKYLIGHTRATIO40%_3Dview.png | WIDTH50_LENGTH40_HIGHT12_ORIENTATION315_WINDOWSRATIO30%_SKYLIGHTRATIO40%.json
50 | 50 | 16 | 315 | 10% | 40% | 10000 | 28 | 28 | 0.82 | 0.205 | 46.4665 | 1.1138 | 47.5804 | WIDTH60_LENGTH40_HIGHT12_ORIENTATION315_WINDOWSRATIO30%_SKYLIGHTRATIO40%_3Dview.png | WIDTH60_LENGTH40_HIGHT12_ORIENTATION315_WINDOWSRATIO30%_SKYLIGHTRATIO40%.json
50 | 50 | 16 | 0 | 20% | 40% | 10000 | 28 | 28 | 0.82 | 0.205 | 47.2918 | 0.89028 | 48.1821 | WIDTH30_LENGTH50_HIGHT12_ORIENTATION315_WINDOWSRATIO30%_SKYLIGHTRATIO40%_3Dview.png | WIDTH30_LENGTH50_HIGHT12_ORIENTATION315_WINDOWSRATIO30%_SKYLIGHTRATIO40%.json
50 | 50 | 16 | 45 | 20% | 40% | 10000 | 28 | 28 | 0.82 | 0.205 | 47.1974 | 0.93694 | 48.1344 | WIDTH40_LENGTH50_HIGHT12_ORIENTATION315_WINDOWSRATIO30%_SKYLIGHTRATIO40%_3Dview.png | WIDTH40_LENGTH50_HIGHT12_ORIENTATION315_WINDOWSRATIO30%_SKYLIGHTRATIO40%.json
50 | 50 | 16 | 90 | 20% | 40% | 10000 | 28 | 28 | 0.82 | 0.205 | 47.2924 | 0.89121 | 48.1836 | WIDTH50_LENGTH50_HIGHT12_ORIENTATION315_WINDOWSRATIO30%_SKYLIGHTRATIO40%_3Dview.png | WIDTH50_LENGTH50_HIGHT12_ORIENTATION315_WINDOWSRATIO30%_SKYLIGHTRATIO40%.json
50 | 50 | 16 | 135 | 20% | 40% | 10000 | 28 | 28 | 0.82 | 0.205 | 47.1681 | 0.95059 | 48.1187 | WIDTH60_LENGTH50_HIGHT12_ORIENTATION315_WINDOWSRATIO30%_SKYLIGHTRATIO40%_3Dview.png | WIDTH60_LENGTH50_HIGHT12_ORIENTATION315_WINDOWSRATIO30%_SKYLIGHTRATIO40%.json
50 | 50 | 16 | 180 | 20% | 40% | 10000 | 28 | 28 | 0.82 | 0.205 | 47.2918 | 0.89028 | 48.1821 | WIDTH30_LENGTH60_HIGHT12_ORIENTATION315_WINDOWSRATIO30%_SKYLIGHTRATIO40%_3Dview.png | WIDTH30_LENGTH60_HIGHT12_ORIENTATION315_WINDOWSRATIO30%_SKYLIGHTRATIO40%.json
50 | 50 | 16 | 225 | 20% | 40% | 10000 | 28 | 28 | 0.82 | 0.205 | 47.1639 | 0.9491 | 48.113 | WIDTH40_LENGTH60_HIGHT12_ORIENTATION315_WINDOWSRATIO30%_SKYLIGHTRATIO40%_3Dview.png | WIDTH40_LENGTH60_HIGHT12_ORIENTATION315_WINDOWSRATIO30%_SKYLIGHTRATIO40%.json
50 | 50 | 16 | 270 | 20% | 40% | 10000 | 28 | 28 | 0.82 | 0.205 | 47.2924 | 0.89121 | 48.1836 | WIDTH50_LENGTH60_HIGHT12_ORIENTATION315_WINDOWSRATIO30%_SKYLIGHTRATIO40%_3Dview.png | WIDTH50_LENGTH60_HIGHT12_ORIENTATION315_WINDOWSRATIO30%_SKYLIGHTRATIO40%.json
50 | 50 | 16 | 315 | 20% | 40% | 10000 | 28 | 28 | 0.82 | 0.205 | 47.1959 | 0.93686 | 48.1327 | WIDTH60_LENGTH60_HIGHT12_ORIENTATION315_WINDOWSRATIO30%_SKYLIGHTRATIO40%_3Dview.png | WIDTH60_LENGTH60_HIGHT12_ORIENTATION315_WINDOWSRATIO30%_SKYLIGHTRATIO40%.json
50 | 50 | 16 | 0 | 30% | 40% | 10000 | 28 | 28 | 0.82 | 0.205 | 47.8662 | 0.74096 | 48.6072 | WIDTH30_LENGTH30_HIGHT16_ORIENTATION315_WINDOWSRATIO30%_SKYLIGHTRATIO40%_3Dview.png | WIDTH30_LENGTH30_HIGHT16_ORIENTATION315_WINDOWSRATIO30%_SKYLIGHTRATIO40%.json
50 | 50 | 16 | 45 | 30% | 40% | 10000 | 28 | 28 | 0.82 | 0.205 | 47.7641 | 0.79046 | 48.5546 | WIDTH40_LENGTH30_HIGHT16_ORIENTATION315_WINDOWSRATIO30%_SKYLIGHTRATIO40%_3Dview.png | WIDTH40_LENGTH30_HIGHT16_ORIENTATION315_WINDOWSRATIO30%_SKYLIGHTRATIO40%.json
50 | 50 | 16 | 90 | 30% | 40% | 10000 | 28 | 28 | 0.82 | 0.205 | 47.8677 | 0.73865 | 48.6063 | WIDTH50_LENGTH30_HIGHT16_ORIENTATION315_WINDOWSRATIO30%_SKYLIGHTRATIO40%_3Dview.png | WIDTH50_LENGTH30_HIGHT16_ORIENTATION315_WINDOWSRATIO30%_SKYLIGHTRATIO40%.json
50 | 50 | 16 | 135 | 30% | 40% | 10000 | 28 | 28 | 0.82 | 0.205 | 47.7363 | 0.8048 | 48.5411 | WIDTH60_LENGTH30_HIGHT16_ORIENTATION315_WINDOWSRATIO30%_SKYLIGHTRATIO40%_3Dview.png | WIDTH60_LENGTH30_HIGHT16_ORIENTATION315_WINDOWSRATIO30%_SKYLIGHTRATIO40%.json
50 | 50 | 16 | 180 | 30% | 40% | 10000 | 28 | 28 | 0.82 | 0.205 | 47.8662 | 0.74096 | 48.6072 | WIDTH30_LENGTH40_HIGHT16_ORIENTATION315_WINDOWSRATIO30%_SKYLIGHTRATIO40%_3Dview.png | WIDTH30_LENGTH40_HIGHT16_ORIENTATION315_WINDOWSRATIO30%_SKYLIGHTRATIO40%.json
50 | 50 | 16 | 225 | 30% | 40% | 10000 | 28 | 28 | 0.82 | 0.205 | 47.7353 | 0.80367 | 48.539 | WIDTH40_LENGTH40_HIGHT16_ORIENTATION315_WINDOWSRATIO30%_SKYLIGHTRATIO40%_3Dview.png | WIDTH40_LENGTH40_HIGHT16_ORIENTATION315_WINDOWSRATIO30%_SKYLIGHTRATIO40%.json
50 | 50 | 16 | 270 | 30% | 40% | 10000 | 28 | 28 | 0.82 | 0.205 | 47.8677 | 0.73865 | 48.6063 | WIDTH50_LENGTH40_HIGHT16_ORIENTATION315_WINDOWSRATIO30%_SKYLIGHTRATIO40%_3Dview.png | WIDTH50_LENGTH40_HIGHT16_ORIENTATION315_WINDOWSRATIO30%_SKYLIGHTRATIO40%.json
50 | 50 | 16 | 315 | 30% | 40% | 10000 | 28 | 28 | 0.82 | 0.205 | 47.7628 | 0.7904 | 48.5532 | WIDTH60_LENGTH40_HIGHT16_ORIENTATION315_WINDOWSRATIO30%_SKYLIGHTRATIO40%_3Dview.png | WIDTH60_LENGTH40_HIGHT16_ORIENTATION315_WINDOWSRATIO30%_SKYLIGHTRATIO40%.json
50 | 50 | 16 | 0 | 40% | 40% | 10000 | 28 | 28 | 0.82 | 0.205 | 48.3042 | 0.62395 | 48.9282 | WIDTH30_LENGTH50_HIGHT16_ORIENTATION315_WINDOWSRATIO30%_SKYLIGHTRATIO40%_3Dview.png | WIDTH30_LENGTH50_HIGHT16_ORIENTATION315_WINDOWSRATIO30%_SKYLIGHTRATIO40%.json
50 | 50 | 16 | 45 | 40% | 40% | 10000 | 28 | 28 | 0.82 | 0.205 | 48.1967 | 0.6736 | 48.8703 | WIDTH40_LENGTH50_HIGHT16_ORIENTATION315_WINDOWSRATIO30%_SKYLIGHTRATIO40%_3Dview.png | WIDTH40_LENGTH50_HIGHT16_ORIENTATION315_WINDOWSRATIO30%_SKYLIGHTRATIO40%.json
50 | 50 | 16 | 90 | 40% | 40% | 10000 | 28 | 28 | 0.82 | 0.205 | 48.3045 | 0.62278 | 48.9273 | WIDTH50_LENGTH50_HIGHT16_ORIENTATION315_WINDOWSRATIO30%_SKYLIGHTRATIO40%_3Dview.png | WIDTH50_LENGTH50_HIGHT16_ORIENTATION315_WINDOWSRATIO30%_SKYLIGHTRATIO40%.json
50 | 50 | 16 | 135 | 40% | 40% | 10000 | 28 | 28 | 0.82 | 0.205 | 48.1738 | 0.68583 | 48.8596 | WIDTH60_LENGTH50_HIGHT16_ORIENTATION315_WINDOWSRATIO30%_SKYLIGHTRATIO40%_3Dview.png | WIDTH60_LENGTH50_HIGHT16_ORIENTATION315_WINDOWSRATIO30%_SKYLIGHTRATIO40%.json
50 | 50 | 16 | 180 | 40% | 40% | 10000 | 28 | 28 | 0.82 | 0.205 | 48.3042 | 0.62395 | 48.9282 | WIDTH30_LENGTH60_HIGHT16_ORIENTATION315_WINDOWSRATIO30%_SKYLIGHTRATIO40%_3Dview.png | WIDTH30_LENGTH60_HIGHT16_ORIENTATION315_WINDOWSRATIO30%_SKYLIGHTRATIO40%.json
50 | 50 | 16 | 225 | 40% | 40% | 10000 | 28 | 28 | 0.82 | 0.205 | 48.1727 | 0.68495 | 48.8576 | WIDTH40_LENGTH60_HIGHT16_ORIENTATION315_WINDOWSRATIO30%_SKYLIGHTRATIO40%_3Dview.png | WIDTH40_LENGTH60_HIGHT16_ORIENTATION315_WINDOWSRATIO30%_SKYLIGHTRATIO40%.json
50 | 50 | 16 | 270 | 40% | 40% | 10000 | 28 | 28 | 0.82 | 0.205 | 48.3045 | 0.62278 | 48.9273 | WIDTH50_LENGTH60_HIGHT16_ORIENTATION315_WINDOWSRATIO30%_SKYLIGHTRATIO40%_3Dview.png | WIDTH50_LENGTH60_HIGHT16_ORIENTATION315_WINDOWSRATIO30%_SKYLIGHTRATIO40%.json
50 | 50 | 16 | 315 | 40% | 40% | 10000 | 28 | 28 | 0.82 | 0.205 | 48.1955 | 0.67354 | 48.869 | WIDTH60_LENGTH60_HIGHT16_ORIENTATION315_WINDOWSRATIO30%_SKYLIGHTRATIO40%_3Dview.png | WIDTH60_LENGTH60_HIGHT16_ORIENTATION315_WINDOWSRATIO30%_SKYLIGHTRATIO40%.json
60 | 50 | 16 | 0 | 10% | 10% | 12000 | 28 | 38 | 0.79333 | 0.19833 | 44.1661 | 1.2609 | 45.4269 | WIDTH30_LENGTH30_HIGHT8_ORIENTATION0_WINDOWSRATIO40%_SKYLIGHTRATIO40%_3Dview.png | WIDTH30_LENGTH30_HIGHT8_ORIENTATION0_WINDOWSRATIO40%_SKYLIGHTRATIO40%.json
50 | 60 | 16 | 0 | 10% | 10% | 12000 | 38 | 28 | 0.79333 | 0.19833 | 44.1665 | 1.2735 | 45.4399 | WIDTH40_LENGTH30_HIGHT8_ORIENTATION0_WINDOWSRATIO40%_SKYLIGHTRATIO40%_3Dview.png | WIDTH40_LENGTH30_HIGHT8_ORIENTATION0_WINDOWSRATIO40%_SKYLIGHTRATIO40%.json
60 | 50 | 16 | 45 | 10% | 10% | 12000 | 28 | 38 | 0.79333 | 0.19833 | 44.0813 | 1.3118 | 45.3931 | WIDTH50_LENGTH30_HIGHT8_ORIENTATION0_WINDOWSRATIO40%_SKYLIGHTRATIO40%_3Dview.png | WIDTH50_LENGTH30_HIGHT8_ORIENTATION0_WINDOWSRATIO40%_SKYLIGHTRATIO40%.json
50 | 60 | 16 | 45 | 10% | 10% | 12000 | 38 | 28 | 0.79333 | 0.19833 | 44.0884 | 1.3071 | 45.3954 | WIDTH60_LENGTH30_HIGHT8_ORIENTATION0_WINDOWSRATIO40%_SKYLIGHTRATIO40%_3Dview.png | WIDTH60_LENGTH30_HIGHT8_ORIENTATION0_WINDOWSRATIO40%_SKYLIGHTRATIO40%.json
60 | 50 | 16 | 90 | 10% | 10% | 12000 | 28 | 38 | 0.79333 | 0.19833 | 44.1661 | 1.273 | 45.4392 | WIDTH30_LENGTH40_HIGHT8_ORIENTATION0_WINDOWSRATIO40%_SKYLIGHTRATIO40%_3Dview.png | WIDTH30_LENGTH40_HIGHT8_ORIENTATION0_WINDOWSRATIO40%_SKYLIGHTRATIO40%.json
50 | 60 | 16 | 90 | 10% | 10% | 12000 | 38 | 28 | 0.79333 | 0.19833 | 44.1653 | 1.2601 | 45.4253 | WIDTH40_LENGTH40_HIGHT8_ORIENTATION0_WINDOWSRATIO40%_SKYLIGHTRATIO40%_3Dview.png | WIDTH40_LENGTH40_HIGHT8_ORIENTATION0_WINDOWSRATIO40%_SKYLIGHTRATIO40%.json
60 | 50 | 16 | 135 | 10% | 10% | 12000 | 28 | 38 | 0.79333 | 0.19833 | 44.0866 | 1.3081 | 45.3948 | WIDTH50_LENGTH40_HIGHT8_ORIENTATION0_WINDOWSRATIO40%_SKYLIGHTRATIO40%_3Dview.png | WIDTH50_LENGTH40_HIGHT8_ORIENTATION0_WINDOWSRATIO40%_SKYLIGHTRATIO40%.json
50 | 60 | 16 | 135 | 10% | 10% | 12000 | 38 | 28 | 0.79333 | 0.19833 | 44.0866 | 1.3093 | 45.3959 | WIDTH60_LENGTH40_HIGHT8_ORIENTATION0_WINDOWSRATIO40%_SKYLIGHTRATIO40%_3Dview.png | WIDTH60_LENGTH40_HIGHT8_ORIENTATION0_WINDOWSRATIO40%_SKYLIGHTRATIO40%.json
60 | 50 | 16 | 180 | 10% | 10% | 12000 | 28 | 38 | 0.79333 | 0.19833 | 44.1661 | 1.2609 | 45.4269 | WIDTH30_LENGTH50_HIGHT8_ORIENTATION0_WINDOWSRATIO40%_SKYLIGHTRATIO40%_3Dview.png | WIDTH30_LENGTH50_HIGHT8_ORIENTATION0_WINDOWSRATIO40%_SKYLIGHTRATIO40%.json
50 | 60 | 16 | 180 | 10% | 10% | 12000 | 38 | 28 | 0.79333 | 0.19833 | 44.1665 | 1.2735 | 45.4399 | WIDTH40_LENGTH50_HIGHT8_ORIENTATION0_WINDOWSRATIO40%_SKYLIGHTRATIO40%_3Dview.png | WIDTH40_LENGTH50_HIGHT8_ORIENTATION0_WINDOWSRATIO40%_SKYLIGHTRATIO40%.json
60 | 50 | 16 | 225 | 10% | 10% | 12000 | 28 | 38 | 0.79333 | 0.19833 | 44.0863 | 1.3099 | 45.3962 | WIDTH50_LENGTH50_HIGHT8_ORIENTATION0_WINDOWSRATIO40%_SKYLIGHTRATIO40%_3Dview.png | WIDTH50_LENGTH50_HIGHT8_ORIENTATION0_WINDOWSRATIO40%_SKYLIGHTRATIO40%.json
50 | 60 | 16 | 225 | 10% | 10% | 12000 | 38 | 28 | 0.79333 | 0.19833 | 44.0866 | 1.3077 | 45.3943 | WIDTH60_LENGTH50_HIGHT8_ORIENTATION0_WINDOWSRATIO40%_SKYLIGHTRATIO40%_3Dview.png | WIDTH60_LENGTH50_HIGHT8_ORIENTATION0_WINDOWSRATIO40%_SKYLIGHTRATIO40%.json
60 | 50 | 16 | 270 | 10% | 10% | 12000 | 28 | 38 | 0.79333 | 0.19833 | 44.1661 | 1.273 | 45.4392 | WIDTH30_LENGTH60_HIGHT8_ORIENTATION0_WINDOWSRATIO40%_SKYLIGHTRATIO40%_3Dview.png | WIDTH30_LENGTH60_HIGHT8_ORIENTATION0_WINDOWSRATIO40%_SKYLIGHTRATIO40%.json
50 | 60 | 16 | 270 | 10% | 10% | 12000 | 38 | 28 | 0.79333 | 0.19833 | 44.1653 | 1.2601 | 45.4253 | WIDTH40_LENGTH60_HIGHT8_ORIENTATION0_WINDOWSRATIO40%_SKYLIGHTRATIO40%_3Dview.png | WIDTH40_LENGTH60_HIGHT8_ORIENTATION0_WINDOWSRATIO40%_SKYLIGHTRATIO40%.json
60 | 50 | 16 | 315 | 10% | 10% | 12000 | 28 | 38 | 0.79333 | 0.19833 | 44.0874 | 1.3073 | 45.3947 | WIDTH50_LENGTH60_HIGHT8_ORIENTATION0_WINDOWSRATIO40%_SKYLIGHTRATIO40%_3Dview.png | WIDTH50_LENGTH60_HIGHT8_ORIENTATION0_WINDOWSRATIO40%_SKYLIGHTRATIO40%.json
50 | 60 | 16 | 315 | 10% | 10% | 12000 | 38 | 28 | 0.79333 | 0.19833 | 44.0852 | 1.31 | 45.3952 | WIDTH60_LENGTH60_HIGHT8_ORIENTATION0_WINDOWSRATIO40%_SKYLIGHTRATIO40%_3Dview.png | WIDTH60_LENGTH60_HIGHT8_ORIENTATION0_WINDOWSRATIO40%_SKYLIGHTRATIO40%.json
60 | 50 | 16 | 0 | 20% | 10% | 12000 | 28 | 38 | 0.79333 | 0.19833 | 44.9536 | 1.0739 | 46.0275 | WIDTH30_LENGTH30_HIGHT12_ORIENTATION0_WINDOWSRATIO40%_SKYLIGHTRATIO40%_3Dview.png | WIDTH30_LENGTH30_HIGHT12_ORIENTATION0_WINDOWSRATIO40%_SKYLIGHTRATIO40%.json
50 | 60 | 16 | 0 | 20% | 10% | 12000 | 38 | 28 | 0.79333 | 0.19833 | 44.9493 | 1.0898 | 46.0391 | WIDTH40_LENGTH30_HIGHT12_ORIENTATION0_WINDOWSRATIO40%_SKYLIGHTRATIO40%_3Dview.png | WIDTH40_LENGTH30_HIGHT12_ORIENTATION0_WINDOWSRATIO40%_SKYLIGHTRATIO40%.json
60 | 50 | 16 | 45 | 20% | 10% | 12000 | 28 | 38 | 0.79333 | 0.19833 | 44.8501 | 1.1346 | 45.9847 | WIDTH50_LENGTH30_HIGHT12_ORIENTATION0_WINDOWSRATIO40%_SKYLIGHTRATIO40%_3Dview.png | WIDTH50_LENGTH30_HIGHT12_ORIENTATION0_WINDOWSRATIO40%_SKYLIGHTRATIO40%.json
50 | 60 | 16 | 45 | 20% | 10% | 12000 | 38 | 28 | 0.79333 | 0.19833 | 44.8572 | 1.1307 | 45.9878 | WIDTH60_LENGTH30_HIGHT12_ORIENTATION0_WINDOWSRATIO40%_SKYLIGHTRATIO40%_3Dview.png | WIDTH60_LENGTH30_HIGHT12_ORIENTATION0_WINDOWSRATIO40%_SKYLIGHTRATIO40%.json
60 | 50 | 16 | 90 | 20% | 10% | 12000 | 28 | 38 | 0.79333 | 0.19833 | 44.9486 | 1.0893 | 46.0379 | WIDTH30_LENGTH40_HIGHT12_ORIENTATION0_WINDOWSRATIO40%_SKYLIGHTRATIO40%_3Dview.png | WIDTH30_LENGTH40_HIGHT12_ORIENTATION0_WINDOWSRATIO40%_SKYLIGHTRATIO40%.json
50 | 60 | 16 | 90 | 20% | 10% | 12000 | 38 | 28 | 0.79333 | 0.19833 | 44.9534 | 1.0732 | 46.0266 | WIDTH40_LENGTH40_HIGHT12_ORIENTATION0_WINDOWSRATIO40%_SKYLIGHTRATIO40%_3Dview.png | WIDTH40_LENGTH40_HIGHT12_ORIENTATION0_WINDOWSRATIO40%_SKYLIGHTRATIO40%.json
60 | 50 | 16 | 135 | 20% | 10% | 12000 | 28 | 38 | 0.79333 | 0.19833 | 44.8557 | 1.1316 | 45.9873 | WIDTH50_LENGTH40_HIGHT12_ORIENTATION0_WINDOWSRATIO40%_SKYLIGHTRATIO40%_3Dview.png | WIDTH50_LENGTH40_HIGHT12_ORIENTATION0_WINDOWSRATIO40%_SKYLIGHTRATIO40%.json
50 | 60 | 16 | 135 | 20% | 10% | 12000 | 38 | 28 | 0.79333 | 0.19833 | 44.8554 | 1.1324 | 45.9879 | WIDTH60_LENGTH40_HIGHT12_ORIENTATION0_WINDOWSRATIO40%_SKYLIGHTRATIO40%_3Dview.png | WIDTH60_LENGTH40_HIGHT12_ORIENTATION0_WINDOWSRATIO40%_SKYLIGHTRATIO40%.json
60 | 50 | 16 | 180 | 20% | 10% | 12000 | 28 | 38 | 0.79333 | 0.19833 | 44.9536 | 1.0739 | 46.0275 | WIDTH30_LENGTH50_HIGHT12_ORIENTATION0_WINDOWSRATIO40%_SKYLIGHTRATIO40%_3Dview.png | WIDTH30_LENGTH50_HIGHT12_ORIENTATION0_WINDOWSRATIO40%_SKYLIGHTRATIO40%.json
50 | 60 | 16 | 180 | 20% | 10% | 12000 | 38 | 28 | 0.79333 | 0.19833 | 44.9493 | 1.0898 | 46.0391 | WIDTH40_LENGTH50_HIGHT12_ORIENTATION0_WINDOWSRATIO40%_SKYLIGHTRATIO40%_3Dview.png | WIDTH40_LENGTH50_HIGHT12_ORIENTATION0_WINDOWSRATIO40%_SKYLIGHTRATIO40%.json
60 | 50 | 16 | 225 | 20% | 10% | 12000 | 28 | 38 | 0.79333 | 0.19833 | 44.855 | 1.133 | 45.9879 | WIDTH50_LENGTH50_HIGHT12_ORIENTATION0_WINDOWSRATIO40%_SKYLIGHTRATIO40%_3Dview.png | WIDTH50_LENGTH50_HIGHT12_ORIENTATION0_WINDOWSRATIO40%_SKYLIGHTRATIO40%.json
50 | 60 | 16 | 225 | 20% | 10% | 12000 | 38 | 28 | 0.79333 | 0.19833 | 44.8556 | 1.1312 | 45.9868 | WIDTH60_LENGTH50_HIGHT12_ORIENTATION0_WINDOWSRATIO40%_SKYLIGHTRATIO40%_3Dview.png | WIDTH60_LENGTH50_HIGHT12_ORIENTATION0_WINDOWSRATIO40%_SKYLIGHTRATIO40%.json
60 | 50 | 16 | 270 | 20% | 10% | 12000 | 28 | 38 | 0.79333 | 0.19833 | 44.9486 | 1.0893 | 46.0379 | WIDTH30_LENGTH60_HIGHT12_ORIENTATION0_WINDOWSRATIO40%_SKYLIGHTRATIO40%_3Dview.png | WIDTH30_LENGTH60_HIGHT12_ORIENTATION0_WINDOWSRATIO40%_SKYLIGHTRATIO40%.json
50 | 60 | 16 | 270 | 20% | 10% | 12000 | 38 | 28 | 0.79333 | 0.19833 | 44.9534 | 1.0732 | 46.0266 | WIDTH40_LENGTH60_HIGHT12_ORIENTATION0_WINDOWSRATIO40%_SKYLIGHTRATIO40%_3Dview.png | WIDTH40_LENGTH60_HIGHT12_ORIENTATION0_WINDOWSRATIO40%_SKYLIGHTRATIO40%.json
60 | 50 | 16 | 315 | 20% | 10% | 12000 | 28 | 38 | 0.79333 | 0.19833 | 44.8561 | 1.1309 | 45.987 | WIDTH50_LENGTH60_HIGHT12_ORIENTATION0_WINDOWSRATIO40%_SKYLIGHTRATIO40%_3Dview.png | WIDTH50_LENGTH60_HIGHT12_ORIENTATION0_WINDOWSRATIO40%_SKYLIGHTRATIO40%.json
50 | 60 | 16 | 315 | 20% | 10% | 12000 | 38 | 28 | 0.79333 | 0.19833 | 44.8541 | 1.1331 | 45.9871 | WIDTH60_LENGTH60_HIGHT12_ORIENTATION0_WINDOWSRATIO40%_SKYLIGHTRATIO40%_3Dview.png | WIDTH60_LENGTH60_HIGHT12_ORIENTATION0_WINDOWSRATIO40%_SKYLIGHTRATIO40%.json
60 | 50 | 16 | 0 | 30% | 10% | 12000 | 28 | 38 | 0.79333 | 0.19833 | 45.5863 | 0.91936 | 46.5057 | WIDTH30_LENGTH30_HIGHT16_ORIENTATION0_WINDOWSRATIO40%_SKYLIGHTRATIO40%_3Dview.png | WIDTH30_LENGTH30_HIGHT16_ORIENTATION0_WINDOWSRATIO40%_SKYLIGHTRATIO40%.json
50 | 60 | 16 | 0 | 30% | 10% | 12000 | 38 | 28 | 0.79333 | 0.19833 | 45.5739 | 0.93662 | 46.5105 | WIDTH40_LENGTH30_HIGHT16_ORIENTATION0_WINDOWSRATIO40%_SKYLIGHTRATIO40%_3Dview.png | WIDTH40_LENGTH30_HIGHT16_ORIENTATION0_WINDOWSRATIO40%_SKYLIGHTRATIO40%.json
60 | 50 | 16 | 45 | 30% | 10% | 12000 | 28 | 38 | 0.79333 | 0.19833 | 45.4661 | 0.98545 | 46.4515 | WIDTH50_LENGTH30_HIGHT16_ORIENTATION0_WINDOWSRATIO40%_SKYLIGHTRATIO40%_3Dview.png | WIDTH50_LENGTH30_HIGHT16_ORIENTATION0_WINDOWSRATIO40%_SKYLIGHTRATIO40%.json
50 | 60 | 16 | 45 | 30% | 10% | 12000 | 38 | 28 | 0.79333 | 0.19833 | 45.4748 | 0.98091 | 46.4557 | WIDTH60_LENGTH30_HIGHT16_ORIENTATION0_WINDOWSRATIO40%_SKYLIGHTRATIO40%_3Dview.png | WIDTH60_LENGTH30_HIGHT16_ORIENTATION0_WINDOWSRATIO40%_SKYLIGHTRATIO40%.json
60 | 50 | 16 | 90 | 30% | 10% | 12000 | 28 | 38 | 0.79333 | 0.19833 | 45.5733 | 0.93624 | 46.5095 | WIDTH30_LENGTH40_HIGHT16_ORIENTATION0_WINDOWSRATIO40%_SKYLIGHTRATIO40%_3Dview.png | WIDTH30_LENGTH40_HIGHT16_ORIENTATION0_WINDOWSRATIO40%_SKYLIGHTRATIO40%.json
50 | 60 | 16 | 90 | 30% | 10% | 12000 | 38 | 28 | 0.79333 | 0.19833 | 45.5862 | 0.91856 | 46.5047 | WIDTH40_LENGTH40_HIGHT16_ORIENTATION0_WINDOWSRATIO40%_SKYLIGHTRATIO40%_3Dview.png | WIDTH40_LENGTH40_HIGHT16_ORIENTATION0_WINDOWSRATIO40%_SKYLIGHTRATIO40%.json
60 | 50 | 16 | 135 | 30% | 10% | 12000 | 28 | 38 | 0.79333 | 0.19833 | 45.4732 | 0.98188 | 46.4551 | WIDTH50_LENGTH40_HIGHT16_ORIENTATION0_WINDOWSRATIO40%_SKYLIGHTRATIO40%_3Dview.png | WIDTH50_LENGTH40_HIGHT16_ORIENTATION0_WINDOWSRATIO40%_SKYLIGHTRATIO40%.json
50 | 60 | 16 | 135 | 30% | 10% | 12000 | 38 | 28 | 0.79333 | 0.19833 | 45.4716 | 0.9841 | 46.4557 | WIDTH60_LENGTH40_HIGHT16_ORIENTATION0_WINDOWSRATIO40%_SKYLIGHTRATIO40%_3Dview.png | WIDTH60_LENGTH40_HIGHT16_ORIENTATION0_WINDOWSRATIO40%_SKYLIGHTRATIO40%.json
60 | 50 | 16 | 180 | 30% | 10% | 12000 | 28 | 38 | 0.79333 | 0.19833 | 45.5863 | 0.91936 | 46.5057 | WIDTH30_LENGTH50_HIGHT16_ORIENTATION0_WINDOWSRATIO40%_SKYLIGHTRATIO40%_3Dview.png | WIDTH30_LENGTH50_HIGHT16_ORIENTATION0_WINDOWSRATIO40%_SKYLIGHTRATIO40%.json
50 | 60 | 16 | 180 | 30% | 10% | 12000 | 38 | 28 | 0.79333 | 0.19833 | 45.5739 | 0.93662 | 46.5105 | WIDTH40_LENGTH50_HIGHT16_ORIENTATION0_WINDOWSRATIO40%_SKYLIGHTRATIO40%_3Dview.png | WIDTH40_LENGTH50_HIGHT16_ORIENTATION0_WINDOWSRATIO40%_SKYLIGHTRATIO40%.json
60 | 50 | 16 | 225 | 30% | 10% | 12000 | 28 | 38 | 0.79333 | 0.19833 | 45.4711 | 0.98466 | 46.4558 | WIDTH50_LENGTH50_HIGHT16_ORIENTATION0_WINDOWSRATIO40%_SKYLIGHTRATIO40%_3Dview.png | WIDTH50_LENGTH50_HIGHT16_ORIENTATION0_WINDOWSRATIO40%_SKYLIGHTRATIO40%.json
50 | 60 | 16 | 225 | 30% | 10% | 12000 | 38 | 28 | 0.79333 | 0.19833 | 45.4734 | 0.98141 | 46.4548 | WIDTH60_LENGTH50_HIGHT16_ORIENTATION0_WINDOWSRATIO40%_SKYLIGHTRATIO40%_3Dview.png | WIDTH60_LENGTH50_HIGHT16_ORIENTATION0_WINDOWSRATIO40%_SKYLIGHTRATIO40%.json
60 | 50 | 16 | 270 | 30% | 10% | 12000 | 28 | 38 | 0.79333 | 0.19833 | 45.5733 | 0.93624 | 46.5095 | WIDTH30_LENGTH60_HIGHT16_ORIENTATION0_WINDOWSRATIO40%_SKYLIGHTRATIO40%_3Dview.png | WIDTH30_LENGTH60_HIGHT16_ORIENTATION0_WINDOWSRATIO40%_SKYLIGHTRATIO40%.json
50 | 60 | 16 | 270 | 30% | 10% | 12000 | 38 | 28 | 0.79333 | 0.19833 | 45.5862 | 0.91856 | 46.5047 | WIDTH40_LENGTH60_HIGHT16_ORIENTATION0_WINDOWSRATIO40%_SKYLIGHTRATIO40%_3Dview.png | WIDTH40_LENGTH60_HIGHT16_ORIENTATION0_WINDOWSRATIO40%_SKYLIGHTRATIO40%.json
60 | 50 | 16 | 315 | 30% | 10% | 12000 | 28 | 38 | 0.79333 | 0.19833 | 45.4737 | 0.98114 | 46.4548 | WIDTH50_LENGTH60_HIGHT16_ORIENTATION0_WINDOWSRATIO40%_SKYLIGHTRATIO40%_3Dview.png | WIDTH50_LENGTH60_HIGHT16_ORIENTATION0_WINDOWSRATIO40%_SKYLIGHTRATIO40%.json
50 | 60 | 16 | 315 | 30% | 10% | 12000 | 38 | 28 | 0.79333 | 0.19833 | 45.4704 | 0.9847 | 46.4551 | WIDTH60_LENGTH60_HIGHT16_ORIENTATION0_WINDOWSRATIO40%_SKYLIGHTRATIO40%_3Dview.png | WIDTH60_LENGTH60_HIGHT16_ORIENTATION0_WINDOWSRATIO40%_SKYLIGHTRATIO40%.json
60 | 50 | 16 | 0 | 40% | 10% | 12000 | 28 | 38 | 0.79333 | 0.19833 | 46.08 | 0.79108 | 46.8711 | WIDTH30_LENGTH30_HIGHT8_ORIENTATION45_WINDOWSRATIO40%_SKYLIGHTRATIO40%_3Dview.png | WIDTH30_LENGTH30_HIGHT8_ORIENTATION45_WINDOWSRATIO40%_SKYLIGHTRATIO40%.json
50 | 60 | 16 | 0 | 40% | 10% | 12000 | 38 | 28 | 0.79333 | 0.19833 | 46.0578 | 0.80831 | 46.8661 | WIDTH40_LENGTH30_HIGHT8_ORIENTATION45_WINDOWSRATIO40%_SKYLIGHTRATIO40%_3Dview.png | WIDTH40_LENGTH30_HIGHT8_ORIENTATION45_WINDOWSRATIO40%_SKYLIGHTRATIO40%.json
60 | 50 | 16 | 45 | 40% | 10% | 12000 | 28 | 38 | 0.79333 | 0.19833 | 45.9469 | 0.86004 | 46.8069 | WIDTH50_LENGTH30_HIGHT8_ORIENTATION45_WINDOWSRATIO40%_SKYLIGHTRATIO40%_3Dview.png | WIDTH50_LENGTH30_HIGHT8_ORIENTATION45_WINDOWSRATIO40%_SKYLIGHTRATIO40%.json
50 | 60 | 16 | 45 | 40% | 10% | 12000 | 38 | 28 | 0.79333 | 0.19833 | 45.9579 | 0.85715 | 46.815 | WIDTH60_LENGTH30_HIGHT8_ORIENTATION45_WINDOWSRATIO40%_SKYLIGHTRATIO40%_3Dview.png | WIDTH60_LENGTH30_HIGHT8_ORIENTATION45_WINDOWSRATIO40%_SKYLIGHTRATIO40%.json
60 | 50 | 16 | 90 | 40% | 10% | 12000 | 28 | 38 | 0.79333 | 0.19833 | 46.0572 | 0.80787 | 46.865 | WIDTH30_LENGTH40_HIGHT8_ORIENTATION45_WINDOWSRATIO40%_SKYLIGHTRATIO40%_3Dview.png | WIDTH30_LENGTH40_HIGHT8_ORIENTATION45_WINDOWSRATIO40%_SKYLIGHTRATIO40%.json
50 | 60 | 16 | 90 | 40% | 10% | 12000 | 38 | 28 | 0.79333 | 0.19833 | 46.08 | 0.79024 | 46.8702 | WIDTH40_LENGTH40_HIGHT8_ORIENTATION45_WINDOWSRATIO40%_SKYLIGHTRATIO40%_3Dview.png | WIDTH40_LENGTH40_HIGHT8_ORIENTATION45_WINDOWSRATIO40%_SKYLIGHTRATIO40%.json
60 | 50 | 16 | 135 | 40% | 10% | 12000 | 28 | 38 | 0.79333 | 0.19833 | 45.9563 | 0.85726 | 46.8135 | WIDTH50_LENGTH40_HIGHT8_ORIENTATION45_WINDOWSRATIO40%_SKYLIGHTRATIO40%_3Dview.png | WIDTH50_LENGTH40_HIGHT8_ORIENTATION45_WINDOWSRATIO40%_SKYLIGHTRATIO40%.json
50 | 60 | 16 | 135 | 40% | 10% | 12000 | 38 | 28 | 0.79333 | 0.19833 | 45.9519 | 0.85929 | 46.8112 | WIDTH60_LENGTH40_HIGHT8_ORIENTATION45_WINDOWSRATIO40%_SKYLIGHTRATIO40%_3Dview.png | WIDTH60_LENGTH40_HIGHT8_ORIENTATION45_WINDOWSRATIO40%_SKYLIGHTRATIO40%.json
60 | 50 | 16 | 180 | 40% | 10% | 12000 | 28 | 38 | 0.79333 | 0.19833 | 46.08 | 0.79108 | 46.8711 | WIDTH30_LENGTH50_HIGHT8_ORIENTATION45_WINDOWSRATIO40%_SKYLIGHTRATIO40%_3Dview.png | WIDTH30_LENGTH50_HIGHT8_ORIENTATION45_WINDOWSRATIO40%_SKYLIGHTRATIO40%.json
50 | 60 | 16 | 180 | 40% | 10% | 12000 | 38 | 28 | 0.79333 | 0.19833 | 46.0578 | 0.80831 | 46.8661 | WIDTH40_LENGTH50_HIGHT8_ORIENTATION45_WINDOWSRATIO40%_SKYLIGHTRATIO40%_3Dview.png | WIDTH40_LENGTH50_HIGHT8_ORIENTATION45_WINDOWSRATIO40%_SKYLIGHTRATIO40%.json
60 | 50 | 16 | 225 | 40% | 10% | 12000 | 28 | 38 | 0.79333 | 0.19833 | 45.9514 | 0.85895 | 46.8103 | WIDTH50_LENGTH50_HIGHT8_ORIENTATION45_WINDOWSRATIO40%_SKYLIGHTRATIO40%_3Dview.png | WIDTH50_LENGTH50_HIGHT8_ORIENTATION45_WINDOWSRATIO40%_SKYLIGHTRATIO40%.json
50 | 60 | 16 | 225 | 40% | 10% | 12000 | 38 | 28 | 0.79333 | 0.19833 | 45.9567 | 0.85763 | 46.8143 | WIDTH60_LENGTH50_HIGHT8_ORIENTATION45_WINDOWSRATIO40%_SKYLIGHTRATIO40%_3Dview.png | WIDTH60_LENGTH50_HIGHT8_ORIENTATION45_WINDOWSRATIO40%_SKYLIGHTRATIO40%.json
60 | 50 | 16 | 270 | 40% | 10% | 12000 | 28 | 38 | 0.79333 | 0.19833 | 46.0572 | 0.80787 | 46.865 | WIDTH30_LENGTH60_HIGHT8_ORIENTATION45_WINDOWSRATIO40%_SKYLIGHTRATIO40%_3Dview.png | WIDTH30_LENGTH60_HIGHT8_ORIENTATION45_WINDOWSRATIO40%_SKYLIGHTRATIO40%.json
50 | 60 | 16 | 270 | 40% | 10% | 12000 | 38 | 28 | 0.79333 | 0.19833 | 46.08 | 0.79024 | 46.8702 | WIDTH40_LENGTH60_HIGHT8_ORIENTATION45_WINDOWSRATIO40%_SKYLIGHTRATIO40%_3Dview.png | WIDTH40_LENGTH60_HIGHT8_ORIENTATION45_WINDOWSRATIO40%_SKYLIGHTRATIO40%.json
60 | 50 | 16 | 315 | 40% | 10% | 12000 | 28 | 38 | 0.79333 | 0.19833 | 45.9568 | 0.85651 | 46.8133 | WIDTH50_LENGTH60_HIGHT8_ORIENTATION45_WINDOWSRATIO40%_SKYLIGHTRATIO40%_3Dview.png | WIDTH50_LENGTH60_HIGHT8_ORIENTATION45_WINDOWSRATIO40%_SKYLIGHTRATIO40%.json
50 | 60 | 16 | 315 | 40% | 10% | 12000 | 38 | 28 | 0.79333 | 0.19833 | 45.9508 | 0.859 | 46.8098 | WIDTH60_LENGTH60_HIGHT8_ORIENTATION45_WINDOWSRATIO40%_SKYLIGHTRATIO40%_3Dview.png | WIDTH60_LENGTH60_HIGHT8_ORIENTATION45_WINDOWSRATIO40%_SKYLIGHTRATIO40%.json
60 | 50 | 16 | 0 | 10% | 20% | 12000 | 28 | 38 | 0.79333 | 0.19833 | 44.5594 | 1.1736 | 45.733 | WIDTH30_LENGTH30_HIGHT12_ORIENTATION45_WINDOWSRATIO40%_SKYLIGHTRATIO40%_3Dview.png | WIDTH30_LENGTH30_HIGHT12_ORIENTATION45_WINDOWSRATIO40%_SKYLIGHTRATIO40%.json
50 | 60 | 16 | 0 | 10% | 20% | 12000 | 38 | 28 | 0.79333 | 0.19833 | 44.559 | 1.1865 | 45.7455 | WIDTH40_LENGTH30_HIGHT12_ORIENTATION45_WINDOWSRATIO40%_SKYLIGHTRATIO40%_3Dview.png | WIDTH40_LENGTH30_HIGHT12_ORIENTATION45_WINDOWSRATIO40%_SKYLIGHTRATIO40%.json
60 | 50 | 16 | 45 | 10% | 20% | 12000 | 28 | 38 | 0.79333 | 0.19833 | 44.4779 | 1.222 | 45.6999 | WIDTH50_LENGTH30_HIGHT12_ORIENTATION45_WINDOWSRATIO40%_SKYLIGHTRATIO40%_3Dview.png | WIDTH50_LENGTH30_HIGHT12_ORIENTATION45_WINDOWSRATIO40%_SKYLIGHTRATIO40%.json
50 | 60 | 16 | 45 | 10% | 20% | 12000 | 38 | 28 | 0.79333 | 0.19833 | 44.4632 | 1.2243 | 45.6875 | WIDTH60_LENGTH30_HIGHT12_ORIENTATION45_WINDOWSRATIO40%_SKYLIGHTRATIO40%_3Dview.png | WIDTH60_LENGTH30_HIGHT12_ORIENTATION45_WINDOWSRATIO40%_SKYLIGHTRATIO40%.json
60 | 50 | 16 | 90 | 10% | 20% | 12000 | 28 | 38 | 0.79333 | 0.19833 | 44.5589 | 1.1859 | 45.7448 | WIDTH30_LENGTH40_HIGHT12_ORIENTATION45_WINDOWSRATIO40%_SKYLIGHTRATIO40%_3Dview.png | WIDTH30_LENGTH40_HIGHT12_ORIENTATION45_WINDOWSRATIO40%_SKYLIGHTRATIO40%.json
50 | 60 | 16 | 90 | 10% | 20% | 12000 | 38 | 28 | 0.79333 | 0.19833 | 44.56 | 1.1725 | 45.7325 | WIDTH40_LENGTH40_HIGHT12_ORIENTATION45_WINDOWSRATIO40%_SKYLIGHTRATIO40%_3Dview.png | WIDTH40_LENGTH40_HIGHT12_ORIENTATION45_WINDOWSRATIO40%_SKYLIGHTRATIO40%.json
60 | 50 | 16 | 135 | 10% | 20% | 12000 | 28 | 38 | 0.79333 | 0.19833 | 44.4742 | 1.2208 | 45.6951 | WIDTH50_LENGTH40_HIGHT12_ORIENTATION45_WINDOWSRATIO40%_SKYLIGHTRATIO40%_3Dview.png | WIDTH50_LENGTH40_HIGHT12_ORIENTATION45_WINDOWSRATIO40%_SKYLIGHTRATIO40%.json
50 | 60 | 16 | 135 | 10% | 20% | 12000 | 38 | 28 | 0.79333 | 0.19833 | 44.4807 | 1.2204 | 45.7011 | WIDTH60_LENGTH40_HIGHT12_ORIENTATION45_WINDOWSRATIO40%_SKYLIGHTRATIO40%_3Dview.png | WIDTH60_LENGTH40_HIGHT12_ORIENTATION45_WINDOWSRATIO40%_SKYLIGHTRATIO40%.json
60 | 50 | 16 | 180 | 10% | 20% | 12000 | 28 | 38 | 0.79333 | 0.19833 | 44.5594 | 1.1736 | 45.733 | WIDTH30_LENGTH50_HIGHT12_ORIENTATION45_WINDOWSRATIO40%_SKYLIGHTRATIO40%_3Dview.png | WIDTH30_LENGTH50_HIGHT12_ORIENTATION45_WINDOWSRATIO40%_SKYLIGHTRATIO40%.json
50 | 60 | 16 | 180 | 10% | 20% | 12000 | 38 | 28 | 0.79333 | 0.19833 | 44.559 | 1.1865 | 45.7455 | WIDTH40_LENGTH50_HIGHT12_ORIENTATION45_WINDOWSRATIO40%_SKYLIGHTRATIO40%_3Dview.png | WIDTH40_LENGTH50_HIGHT12_ORIENTATION45_WINDOWSRATIO40%_SKYLIGHTRATIO40%.json
60 | 50 | 16 | 225 | 10% | 20% | 12000 | 28 | 38 | 0.79333 | 0.19833 | 44.4818 | 1.2206 | 45.7024 | WIDTH50_LENGTH50_HIGHT12_ORIENTATION45_WINDOWSRATIO40%_SKYLIGHTRATIO40%_3Dview.png | WIDTH50_LENGTH50_HIGHT12_ORIENTATION45_WINDOWSRATIO40%_SKYLIGHTRATIO40%.json
50 | 60 | 16 | 225 | 10% | 20% | 12000 | 38 | 28 | 0.79333 | 0.19833 | 44.4666 | 1.223 | 45.6896 | WIDTH60_LENGTH50_HIGHT12_ORIENTATION45_WINDOWSRATIO40%_SKYLIGHTRATIO40%_3Dview.png | WIDTH60_LENGTH50_HIGHT12_ORIENTATION45_WINDOWSRATIO40%_SKYLIGHTRATIO40%.json
60 | 50 | 16 | 270 | 10% | 20% | 12000 | 28 | 38 | 0.79333 | 0.19833 | 44.5589 | 1.1859 | 45.7448 | WIDTH30_LENGTH60_HIGHT12_ORIENTATION45_WINDOWSRATIO40%_SKYLIGHTRATIO40%_3Dview.png | WIDTH30_LENGTH60_HIGHT12_ORIENTATION45_WINDOWSRATIO40%_SKYLIGHTRATIO40%.json
50 | 60 | 16 | 270 | 10% | 20% | 12000 | 38 | 28 | 0.79333 | 0.19833 | 44.56 | 1.1725 | 45.7325 | WIDTH40_LENGTH60_HIGHT12_ORIENTATION45_WINDOWSRATIO40%_SKYLIGHTRATIO40%_3Dview.png | WIDTH40_LENGTH60_HIGHT12_ORIENTATION45_WINDOWSRATIO40%_SKYLIGHTRATIO40%.json
60 | 50 | 16 | 315 | 10% | 20% | 12000 | 28 | 38 | 0.79333 | 0.19833 | 44.4755 | 1.2204 | 45.6959 | WIDTH50_LENGTH60_HIGHT12_ORIENTATION45_WINDOWSRATIO40%_SKYLIGHTRATIO40%_3Dview.png | WIDTH50_LENGTH60_HIGHT12_ORIENTATION45_WINDOWSRATIO40%_SKYLIGHTRATIO40%.json
50 | 60 | 16 | 315 | 10% | 20% | 12000 | 38 | 28 | 0.79333 | 0.19833 | 44.4751 | 1.2226 | 45.6978 | WIDTH60_LENGTH60_HIGHT12_ORIENTATION45_WINDOWSRATIO40%_SKYLIGHTRATIO40%_3Dview.png | WIDTH60_LENGTH60_HIGHT12_ORIENTATION45_WINDOWSRATIO40%_SKYLIGHTRATIO40%.json
60 | 50 | 16 | 0 | 20% | 20% | 12000 | 28 | 38 | 0.79333 | 0.19833 | 45.2978 | 0.9934 | 46.2912 | WIDTH30_LENGTH30_HIGHT16_ORIENTATION45_WINDOWSRATIO40%_SKYLIGHTRATIO40%_3Dview.png | WIDTH30_LENGTH30_HIGHT16_ORIENTATION45_WINDOWSRATIO40%_SKYLIGHTRATIO40%.json
50 | 60 | 16 | 0 | 20% | 20% | 12000 | 38 | 28 | 0.79333 | 0.19833 | 45.2925 | 1.0085 | 46.3011 | WIDTH40_LENGTH30_HIGHT16_ORIENTATION45_WINDOWSRATIO40%_SKYLIGHTRATIO40%_3Dview.png | WIDTH40_LENGTH30_HIGHT16_ORIENTATION45_WINDOWSRATIO40%_SKYLIGHTRATIO40%.json
60 | 50 | 16 | 45 | 20% | 20% | 12000 | 28 | 38 | 0.79333 | 0.19833 | 45.2006 | 1.049 | 46.2496 | WIDTH50_LENGTH30_HIGHT16_ORIENTATION45_WINDOWSRATIO40%_SKYLIGHTRATIO40%_3Dview.png | WIDTH50_LENGTH30_HIGHT16_ORIENTATION45_WINDOWSRATIO40%_SKYLIGHTRATIO40%.json
50 | 60 | 16 | 45 | 20% | 20% | 12000 | 38 | 28 | 0.79333 | 0.19833 | 45.1875 | 1.0513 | 46.2388 | WIDTH60_LENGTH30_HIGHT16_ORIENTATION45_WINDOWSRATIO40%_SKYLIGHTRATIO40%_3Dview.png | WIDTH60_LENGTH30_HIGHT16_ORIENTATION45_WINDOWSRATIO40%_SKYLIGHTRATIO40%.json
60 | 50 | 16 | 90 | 20% | 20% | 12000 | 28 | 38 | 0.79333 | 0.19833 | 45.2925 | 1.0087 | 46.3012 | WIDTH30_LENGTH40_HIGHT16_ORIENTATION45_WINDOWSRATIO40%_SKYLIGHTRATIO40%_3Dview.png | WIDTH30_LENGTH40_HIGHT16_ORIENTATION45_WINDOWSRATIO40%_SKYLIGHTRATIO40%.json
50 | 60 | 16 | 90 | 20% | 20% | 12000 | 38 | 28 | 0.79333 | 0.19833 | 45.2992 | 0.99176 | 46.291 | WIDTH40_LENGTH40_HIGHT16_ORIENTATION45_WINDOWSRATIO40%_SKYLIGHTRATIO40%_3Dview.png | WIDTH40_LENGTH40_HIGHT16_ORIENTATION45_WINDOWSRATIO40%_SKYLIGHTRATIO40%.json
60 | 50 | 16 | 135 | 20% | 20% | 12000 | 28 | 38 | 0.79333 | 0.19833 | 45.1974 | 1.048 | 46.2455 | WIDTH50_LENGTH40_HIGHT16_ORIENTATION45_WINDOWSRATIO40%_SKYLIGHTRATIO40%_3Dview.png | WIDTH50_LENGTH40_HIGHT16_ORIENTATION45_WINDOWSRATIO40%_SKYLIGHTRATIO40%.json
50 | 60 | 16 | 135 | 20% | 20% | 12000 | 38 | 28 | 0.79333 | 0.19833 | 45.2029 | 1.0475 | 46.2504 | WIDTH60_LENGTH40_HIGHT16_ORIENTATION45_WINDOWSRATIO40%_SKYLIGHTRATIO40%_3Dview.png | WIDTH60_LENGTH40_HIGHT16_ORIENTATION45_WINDOWSRATIO40%_SKYLIGHTRATIO40%.json
60 | 50 | 16 | 180 | 20% | 20% | 12000 | 28 | 38 | 0.79333 | 0.19833 | 45.2978 | 0.9934 | 46.2912 | WIDTH30_LENGTH50_HIGHT16_ORIENTATION45_WINDOWSRATIO40%_SKYLIGHTRATIO40%_3Dview.png | WIDTH30_LENGTH50_HIGHT16_ORIENTATION45_WINDOWSRATIO40%_SKYLIGHTRATIO40%.json
50 | 60 | 16 | 180 | 20% | 20% | 12000 | 38 | 28 | 0.79333 | 0.19833 | 45.2925 | 1.0085 | 46.3011 | WIDTH40_LENGTH50_HIGHT16_ORIENTATION45_WINDOWSRATIO40%_SKYLIGHTRATIO40%_3Dview.png | WIDTH40_LENGTH50_HIGHT16_ORIENTATION45_WINDOWSRATIO40%_SKYLIGHTRATIO40%.json
60 | 50 | 16 | 225 | 20% | 20% | 12000 | 28 | 38 | 0.79333 | 0.19833 | 45.204 | 1.0478 | 46.2518 | WIDTH50_LENGTH50_HIGHT16_ORIENTATION45_WINDOWSRATIO40%_SKYLIGHTRATIO40%_3Dview.png | WIDTH50_LENGTH50_HIGHT16_ORIENTATION45_WINDOWSRATIO40%_SKYLIGHTRATIO40%.json
50 | 60 | 16 | 225 | 20% | 20% | 12000 | 38 | 28 | 0.79333 | 0.19833 | 45.1902 | 1.05 | 46.2402 | WIDTH60_LENGTH50_HIGHT16_ORIENTATION45_WINDOWSRATIO40%_SKYLIGHTRATIO40%_3Dview.png | WIDTH60_LENGTH50_HIGHT16_ORIENTATION45_WINDOWSRATIO40%_SKYLIGHTRATIO40%.json
60 | 50 | 16 | 270 | 20% | 20% | 12000 | 28 | 38 | 0.79333 | 0.19833 | 45.2925 | 1.0087 | 46.3012 | WIDTH30_LENGTH60_HIGHT16_ORIENTATION45_WINDOWSRATIO40%_SKYLIGHTRATIO40%_3Dview.png | WIDTH30_LENGTH60_HIGHT16_ORIENTATION45_WINDOWSRATIO40%_SKYLIGHTRATIO40%.json
50 | 60 | 16 | 270 | 20% | 20% | 12000 | 38 | 28 | 0.79333 | 0.19833 | 45.2992 | 0.99176 | 46.291 | WIDTH40_LENGTH60_HIGHT16_ORIENTATION45_WINDOWSRATIO40%_SKYLIGHTRATIO40%_3Dview.png | WIDTH40_LENGTH60_HIGHT16_ORIENTATION45_WINDOWSRATIO40%_SKYLIGHTRATIO40%.json
60 | 50 | 16 | 315 | 20% | 20% | 12000 | 28 | 38 | 0.79333 | 0.19833 | 45.1989 | 1.0477 | 46.2466 | WIDTH50_LENGTH60_HIGHT16_ORIENTATION45_WINDOWSRATIO40%_SKYLIGHTRATIO40%_3Dview.png | WIDTH50_LENGTH60_HIGHT16_ORIENTATION45_WINDOWSRATIO40%_SKYLIGHTRATIO40%.json
50 | 60 | 16 | 315 | 20% | 20% | 12000 | 38 | 28 | 0.79333 | 0.19833 | 45.1976 | 1.0495 | 46.2471 | WIDTH60_LENGTH60_HIGHT16_ORIENTATION45_WINDOWSRATIO40%_SKYLIGHTRATIO40%_3Dview.png | WIDTH60_LENGTH60_HIGHT16_ORIENTATION45_WINDOWSRATIO40%_SKYLIGHTRATIO40%.json
60 | 50 | 16 | 0 | 30% | 20% | 12000 | 28 | 38 | 0.79333 | 0.19833 | 45.8903 | 0.84276 | 46.733 | WIDTH30_LENGTH30_HIGHT8_ORIENTATION90_WINDOWSRATIO40%_SKYLIGHTRATIO40%_3Dview.png | WIDTH30_LENGTH30_HIGHT8_ORIENTATION90_WINDOWSRATIO40%_SKYLIGHTRATIO40%.json
50 | 60 | 16 | 0 | 30% | 20% | 12000 | 38 | 28 | 0.79333 | 0.19833 | 45.8766 | 0.86136 | 46.7379 | WIDTH40_LENGTH30_HIGHT8_ORIENTATION90_WINDOWSRATIO40%_SKYLIGHTRATIO40%_3Dview.png | WIDTH40_LENGTH30_HIGHT8_ORIENTATION90_WINDOWSRATIO40%_SKYLIGHTRATIO40%.json
60 | 50 | 16 | 45 | 30% | 20% | 12000 | 28 | 38 | 0.79333 | 0.19833 | 45.7751 | 0.90742 | 46.6825 | WIDTH50_LENGTH30_HIGHT8_ORIENTATION90_WINDOWSRATIO40%_SKYLIGHTRATIO40%_3Dview.png | WIDTH50_LENGTH30_HIGHT8_ORIENTATION90_WINDOWSRATIO40%_SKYLIGHTRATIO40%.json
50 | 60 | 16 | 45 | 30% | 20% | 12000 | 38 | 28 | 0.79333 | 0.19833 | 45.7671 | 0.90963 | 46.6767 | WIDTH60_LENGTH30_HIGHT8_ORIENTATION90_WINDOWSRATIO40%_SKYLIGHTRATIO40%_3Dview.png | WIDTH60_LENGTH30_HIGHT8_ORIENTATION90_WINDOWSRATIO40%_SKYLIGHTRATIO40%.json
60 | 50 | 16 | 90 | 30% | 20% | 12000 | 28 | 38 | 0.79333 | 0.19833 | 45.8768 | 0.86078 | 46.7375 | WIDTH30_LENGTH40_HIGHT8_ORIENTATION90_WINDOWSRATIO40%_SKYLIGHTRATIO40%_3Dview.png | WIDTH30_LENGTH40_HIGHT8_ORIENTATION90_WINDOWSRATIO40%_SKYLIGHTRATIO40%.json
50 | 60 | 16 | 90 | 30% | 20% | 12000 | 38 | 28 | 0.79333 | 0.19833 | 45.8913 | 0.84246 | 46.7338 | WIDTH40_LENGTH40_HIGHT8_ORIENTATION90_WINDOWSRATIO40%_SKYLIGHTRATIO40%_3Dview.png | WIDTH40_LENGTH40_HIGHT8_ORIENTATION90_WINDOWSRATIO40%_SKYLIGHTRATIO40%.json
60 | 50 | 16 | 135 | 30% | 20% | 12000 | 28 | 38 | 0.79333 | 0.19833 | 45.7759 | 0.9066 | 46.6825 | WIDTH50_LENGTH40_HIGHT8_ORIENTATION90_WINDOWSRATIO40%_SKYLIGHTRATIO40%_3Dview.png | WIDTH50_LENGTH40_HIGHT8_ORIENTATION90_WINDOWSRATIO40%_SKYLIGHTRATIO40%.json
50 | 60 | 16 | 135 | 30% | 20% | 12000 | 38 | 28 | 0.79333 | 0.19833 | 45.7771 | 0.90605 | 46.6832 | WIDTH60_LENGTH40_HIGHT8_ORIENTATION90_WINDOWSRATIO40%_SKYLIGHTRATIO40%_3Dview.png | WIDTH60_LENGTH40_HIGHT8_ORIENTATION90_WINDOWSRATIO40%_SKYLIGHTRATIO40%.json
60 | 50 | 16 | 180 | 30% | 20% | 12000 | 28 | 38 | 0.79333 | 0.19833 | 45.8903 | 0.84276 | 46.733 | WIDTH30_LENGTH50_HIGHT8_ORIENTATION90_WINDOWSRATIO40%_SKYLIGHTRATIO40%_3Dview.png | WIDTH30_LENGTH50_HIGHT8_ORIENTATION90_WINDOWSRATIO40%_SKYLIGHTRATIO40%.json
50 | 60 | 16 | 180 | 30% | 20% | 12000 | 38 | 28 | 0.79333 | 0.19833 | 45.8766 | 0.86136 | 46.7379 | WIDTH40_LENGTH50_HIGHT8_ORIENTATION90_WINDOWSRATIO40%_SKYLIGHTRATIO40%_3Dview.png | WIDTH40_LENGTH50_HIGHT8_ORIENTATION90_WINDOWSRATIO40%_SKYLIGHTRATIO40%.json
60 | 50 | 16 | 225 | 30% | 20% | 12000 | 28 | 38 | 0.79333 | 0.19833 | 45.7779 | 0.90638 | 46.6843 | WIDTH50_LENGTH50_HIGHT8_ORIENTATION90_WINDOWSRATIO40%_SKYLIGHTRATIO40%_3Dview.png | WIDTH50_LENGTH50_HIGHT8_ORIENTATION90_WINDOWSRATIO40%_SKYLIGHTRATIO40%.json
50 | 60 | 16 | 225 | 30% | 20% | 12000 | 38 | 28 | 0.79333 | 0.19833 | 45.7695 | 0.9084 | 46.6779 | WIDTH60_LENGTH50_HIGHT8_ORIENTATION90_WINDOWSRATIO40%_SKYLIGHTRATIO40%_3Dview.png | WIDTH60_LENGTH50_HIGHT8_ORIENTATION90_WINDOWSRATIO40%_SKYLIGHTRATIO40%.json
60 | 50 | 16 | 270 | 30% | 20% | 12000 | 28 | 38 | 0.79333 | 0.19833 | 45.8768 | 0.86078 | 46.7375 | WIDTH30_LENGTH60_HIGHT8_ORIENTATION90_WINDOWSRATIO40%_SKYLIGHTRATIO40%_3Dview.png | WIDTH30_LENGTH60_HIGHT8_ORIENTATION90_WINDOWSRATIO40%_SKYLIGHTRATIO40%.json
50 | 60 | 16 | 270 | 30% | 20% | 12000 | 38 | 28 | 0.79333 | 0.19833 | 45.8913 | 0.84246 | 46.7338 | WIDTH40_LENGTH60_HIGHT8_ORIENTATION90_WINDOWSRATIO40%_SKYLIGHTRATIO40%_3Dview.png | WIDTH40_LENGTH60_HIGHT8_ORIENTATION90_WINDOWSRATIO40%_SKYLIGHTRATIO40%.json
60 | 50 | 16 | 315 | 30% | 20% | 12000 | 28 | 38 | 0.79333 | 0.19833 | 45.7766 | 0.90648 | 46.6831 | WIDTH50_LENGTH60_HIGHT8_ORIENTATION90_WINDOWSRATIO40%_SKYLIGHTRATIO40%_3Dview.png | WIDTH50_LENGTH60_HIGHT8_ORIENTATION90_WINDOWSRATIO40%_SKYLIGHTRATIO40%.json
50 | 60 | 16 | 315 | 30% | 20% | 12000 | 38 | 28 | 0.79333 | 0.19833 | 45.7733 | 0.90798 | 46.6813 | WIDTH60_LENGTH60_HIGHT8_ORIENTATION90_WINDOWSRATIO40%_SKYLIGHTRATIO40%_3Dview.png | WIDTH60_LENGTH60_HIGHT8_ORIENTATION90_WINDOWSRATIO40%_SKYLIGHTRATIO40%.json
60 | 50 | 16 | 0 | 40% | 20% | 12000 | 28 | 38 | 0.79333 | 0.19833 | 46.3488 | 0.72357 | 47.0724 | WIDTH30_LENGTH30_HIGHT12_ORIENTATION90_WINDOWSRATIO40%_SKYLIGHTRATIO40%_3Dview.png | WIDTH30_LENGTH30_HIGHT12_ORIENTATION90_WINDOWSRATIO40%_SKYLIGHTRATIO40%.json
50 | 60 | 16 | 0 | 40% | 20% | 12000 | 38 | 28 | 0.79333 | 0.19833 | 46.3254 | 0.74106 | 47.0665 | WIDTH40_LENGTH30_HIGHT12_ORIENTATION90_WINDOWSRATIO40%_SKYLIGHTRATIO40%_3Dview.png | WIDTH40_LENGTH30_HIGHT12_ORIENTATION90_WINDOWSRATIO40%_SKYLIGHTRATIO40%.json
60 | 50 | 16 | 45 | 40% | 20% | 12000 | 28 | 38 | 0.79333 | 0.19833 | 46.2231 | 0.78587 | 47.009 | WIDTH50_LENGTH30_HIGHT12_ORIENTATION90_WINDOWSRATIO40%_SKYLIGHTRATIO40%_3Dview.png | WIDTH50_LENGTH30_HIGHT12_ORIENTATION90_WINDOWSRATIO40%_SKYLIGHTRATIO40%.json
50 | 60 | 16 | 45 | 40% | 20% | 12000 | 38 | 28 | 0.79333 | 0.19833 | 46.2169 | 0.78778 | 47.0047 | WIDTH60_LENGTH30_HIGHT12_ORIENTATION90_WINDOWSRATIO40%_SKYLIGHTRATIO40%_3Dview.png | WIDTH60_LENGTH30_HIGHT12_ORIENTATION90_WINDOWSRATIO40%_SKYLIGHTRATIO40%.json
60 | 50 | 16 | 90 | 40% | 20% | 12000 | 28 | 38 | 0.79333 | 0.19833 | 46.3254 | 0.74046 | 47.0659 | WIDTH30_LENGTH40_HIGHT12_ORIENTATION90_WINDOWSRATIO40%_SKYLIGHTRATIO40%_3Dview.png | WIDTH30_LENGTH40_HIGHT12_ORIENTATION90_WINDOWSRATIO40%_SKYLIGHTRATIO40%.json
50 | 60 | 16 | 90 | 40% | 20% | 12000 | 38 | 28 | 0.79333 | 0.19833 | 46.3501 | 0.72243 | 47.0725 | WIDTH40_LENGTH40_HIGHT12_ORIENTATION90_WINDOWSRATIO40%_SKYLIGHTRATIO40%_3Dview.png | WIDTH40_LENGTH40_HIGHT12_ORIENTATION90_WINDOWSRATIO40%_SKYLIGHTRATIO40%.json
60 | 50 | 16 | 135 | 40% | 20% | 12000 | 28 | 38 | 0.79333 | 0.19833 | 46.2251 | 0.78499 | 47.0101 | WIDTH50_LENGTH40_HIGHT12_ORIENTATION90_WINDOWSRATIO40%_SKYLIGHTRATIO40%_3Dview.png | WIDTH50_LENGTH40_HIGHT12_ORIENTATION90_WINDOWSRATIO40%_SKYLIGHTRATIO40%.json
50 | 60 | 16 | 135 | 40% | 20% | 12000 | 38 | 28 | 0.79333 | 0.19833 | 46.2253 | 0.78459 | 47.0099 | WIDTH60_LENGTH40_HIGHT12_ORIENTATION90_WINDOWSRATIO40%_SKYLIGHTRATIO40%_3Dview.png | WIDTH60_LENGTH40_HIGHT12_ORIENTATION90_WINDOWSRATIO40%_SKYLIGHTRATIO40%.json
60 | 50 | 16 | 180 | 40% | 20% | 12000 | 28 | 38 | 0.79333 | 0.19833 | 46.3488 | 0.72357 | 47.0724 | WIDTH30_LENGTH50_HIGHT12_ORIENTATION90_WINDOWSRATIO40%_SKYLIGHTRATIO40%_3Dview.png | WIDTH30_LENGTH50_HIGHT12_ORIENTATION90_WINDOWSRATIO40%_SKYLIGHTRATIO40%.json
50 | 60 | 16 | 180 | 40% | 20% | 12000 | 38 | 28 | 0.79333 | 0.19833 | 46.3254 | 0.74106 | 47.0665 | WIDTH40_LENGTH50_HIGHT12_ORIENTATION90_WINDOWSRATIO40%_SKYLIGHTRATIO40%_3Dview.png | WIDTH40_LENGTH50_HIGHT12_ORIENTATION90_WINDOWSRATIO40%_SKYLIGHTRATIO40%.json
60 | 50 | 16 | 225 | 40% | 20% | 12000 | 28 | 38 | 0.79333 | 0.19833 | 46.2258 | 0.78489 | 47.0107 | WIDTH50_LENGTH50_HIGHT12_ORIENTATION90_WINDOWSRATIO40%_SKYLIGHTRATIO40%_3Dview.png | WIDTH50_LENGTH50_HIGHT12_ORIENTATION90_WINDOWSRATIO40%_SKYLIGHTRATIO40%.json
50 | 60 | 16 | 225 | 40% | 20% | 12000 | 38 | 28 | 0.79333 | 0.19833 | 46.2194 | 0.78669 | 47.0061 | WIDTH60_LENGTH50_HIGHT12_ORIENTATION90_WINDOWSRATIO40%_SKYLIGHTRATIO40%_3Dview.png | WIDTH60_LENGTH50_HIGHT12_ORIENTATION90_WINDOWSRATIO40%_SKYLIGHTRATIO40%.json
60 | 50 | 16 | 270 | 40% | 20% | 12000 | 28 | 38 | 0.79333 | 0.19833 | 46.3254 | 0.74046 | 47.0659 | WIDTH30_LENGTH60_HIGHT12_ORIENTATION90_WINDOWSRATIO40%_SKYLIGHTRATIO40%_3Dview.png | WIDTH30_LENGTH60_HIGHT12_ORIENTATION90_WINDOWSRATIO40%_SKYLIGHTRATIO40%.json
50 | 60 | 16 | 270 | 40% | 20% | 12000 | 38 | 28 | 0.79333 | 0.19833 | 46.3501 | 0.72243 | 47.0725 | WIDTH40_LENGTH60_HIGHT12_ORIENTATION90_WINDOWSRATIO40%_SKYLIGHTRATIO40%_3Dview.png | WIDTH40_LENGTH60_HIGHT12_ORIENTATION90_WINDOWSRATIO40%_SKYLIGHTRATIO40%.json
60 | 50 | 16 | 315 | 40% | 20% | 12000 | 28 | 38 | 0.79333 | 0.19833 | 46.2253 | 0.78487 | 47.0102 | WIDTH50_LENGTH60_HIGHT12_ORIENTATION90_WINDOWSRATIO40%_SKYLIGHTRATIO40%_3Dview.png | WIDTH50_LENGTH60_HIGHT12_ORIENTATION90_WINDOWSRATIO40%_SKYLIGHTRATIO40%.json
50 | 60 | 16 | 315 | 40% | 20% | 12000 | 38 | 28 | 0.79333 | 0.19833 | 46.2202 | 0.78634 | 47.0065 | WIDTH60_LENGTH60_HIGHT12_ORIENTATION90_WINDOWSRATIO40%_SKYLIGHTRATIO40%_3Dview.png | WIDTH60_LENGTH60_HIGHT12_ORIENTATION90_WINDOWSRATIO40%_SKYLIGHTRATIO40%.json
60 | 50 | 16 | 0 | 10% | 30% | 12000 | 28 | 38 | 0.79333 | 0.19833 | 46.6363 | 1.1006 | 47.7368 | WIDTH30_LENGTH30_HIGHT16_ORIENTATION90_WINDOWSRATIO40%_SKYLIGHTRATIO40%_3Dview.png | WIDTH30_LENGTH30_HIGHT16_ORIENTATION90_WINDOWSRATIO40%_SKYLIGHTRATIO40%.json
50 | 60 | 16 | 0 | 10% | 30% | 12000 | 38 | 28 | 0.79333 | 0.19833 | 46.6341 | 1.1136 | 47.7477 | WIDTH40_LENGTH30_HIGHT16_ORIENTATION90_WINDOWSRATIO40%_SKYLIGHTRATIO40%_3Dview.png | WIDTH40_LENGTH30_HIGHT16_ORIENTATION90_WINDOWSRATIO40%_SKYLIGHTRATIO40%.json
60 | 50 | 16 | 45 | 10% | 30% | 12000 | 28 | 38 | 0.79333 | 0.19833 | 46.5542 | 1.1488 | 47.703 | WIDTH50_LENGTH30_HIGHT16_ORIENTATION90_WINDOWSRATIO40%_SKYLIGHTRATIO40%_3Dview.png | WIDTH50_LENGTH30_HIGHT16_ORIENTATION90_WINDOWSRATIO40%_SKYLIGHTRATIO40%.json
50 | 60 | 16 | 45 | 10% | 30% | 12000 | 38 | 28 | 0.79333 | 0.19833 | 46.5604 | 1.1443 | 47.7046 | WIDTH60_LENGTH30_HIGHT16_ORIENTATION90_WINDOWSRATIO40%_SKYLIGHTRATIO40%_3Dview.png | WIDTH60_LENGTH30_HIGHT16_ORIENTATION90_WINDOWSRATIO40%_SKYLIGHTRATIO40%.json
60 | 50 | 16 | 90 | 10% | 30% | 12000 | 28 | 38 | 0.79333 | 0.19833 | 46.6348 | 1.113 | 47.7478 | WIDTH30_LENGTH40_HIGHT16_ORIENTATION90_WINDOWSRATIO40%_SKYLIGHTRATIO40%_3Dview.png | WIDTH30_LENGTH40_HIGHT16_ORIENTATION90_WINDOWSRATIO40%_SKYLIGHTRATIO40%.json
50 | 60 | 16 | 90 | 10% | 30% | 12000 | 38 | 28 | 0.79333 | 0.19833 | 46.6368 | 1.1003 | 47.737 | WIDTH40_LENGTH40_HIGHT16_ORIENTATION90_WINDOWSRATIO40%_SKYLIGHTRATIO40%_3Dview.png | WIDTH40_LENGTH40_HIGHT16_ORIENTATION90_WINDOWSRATIO40%_SKYLIGHTRATIO40%.json
60 | 50 | 16 | 135 | 10% | 30% | 12000 | 28 | 38 | 0.79333 | 0.19833 | 46.5445 | 1.1499 | 47.6945 | WIDTH50_LENGTH40_HIGHT16_ORIENTATION90_WINDOWSRATIO40%_SKYLIGHTRATIO40%_3Dview.png | WIDTH50_LENGTH40_HIGHT16_ORIENTATION90_WINDOWSRATIO40%_SKYLIGHTRATIO40%.json
50 | 60 | 16 | 135 | 10% | 30% | 12000 | 38 | 28 | 0.79333 | 0.19833 | 46.5408 | 1.1537 | 47.6945 | WIDTH60_LENGTH40_HIGHT16_ORIENTATION90_WINDOWSRATIO40%_SKYLIGHTRATIO40%_3Dview.png | WIDTH60_LENGTH40_HIGHT16_ORIENTATION90_WINDOWSRATIO40%_SKYLIGHTRATIO40%.json
60 | 50 | 16 | 180 | 10% | 30% | 12000 | 28 | 38 | 0.79333 | 0.19833 | 46.6363 | 1.1006 | 47.7368 | WIDTH30_LENGTH50_HIGHT16_ORIENTATION90_WINDOWSRATIO40%_SKYLIGHTRATIO40%_3Dview.png | WIDTH30_LENGTH50_HIGHT16_ORIENTATION90_WINDOWSRATIO40%_SKYLIGHTRATIO40%.json
50 | 60 | 16 | 180 | 10% | 30% | 12000 | 38 | 28 | 0.79333 | 0.19833 | 46.6341 | 1.1136 | 47.7477 | WIDTH40_LENGTH50_HIGHT16_ORIENTATION90_WINDOWSRATIO40%_SKYLIGHTRATIO40%_3Dview.png | WIDTH40_LENGTH50_HIGHT16_ORIENTATION90_WINDOWSRATIO40%_SKYLIGHTRATIO40%.json
60 | 50 | 16 | 225 | 10% | 30% | 12000 | 28 | 38 | 0.79333 | 0.19833 | 46.5541 | 1.1489 | 47.7029 | WIDTH50_LENGTH50_HIGHT16_ORIENTATION90_WINDOWSRATIO40%_SKYLIGHTRATIO40%_3Dview.png | WIDTH50_LENGTH50_HIGHT16_ORIENTATION90_WINDOWSRATIO40%_SKYLIGHTRATIO40%.json
50 | 60 | 16 | 225 | 10% | 30% | 12000 | 38 | 28 | 0.79333 | 0.19833 | 46.5604 | 1.1443 | 47.7046 | WIDTH60_LENGTH50_HIGHT16_ORIENTATION90_WINDOWSRATIO40%_SKYLIGHTRATIO40%_3Dview.png | WIDTH60_LENGTH50_HIGHT16_ORIENTATION90_WINDOWSRATIO40%_SKYLIGHTRATIO40%.json
60 | 50 | 16 | 270 | 10% | 30% | 12000 | 28 | 38 | 0.79333 | 0.19833 | 46.6348 | 1.113 | 47.7478 | WIDTH30_LENGTH60_HIGHT16_ORIENTATION90_WINDOWSRATIO40%_SKYLIGHTRATIO40%_3Dview.png | WIDTH30_LENGTH60_HIGHT16_ORIENTATION90_WINDOWSRATIO40%_SKYLIGHTRATIO40%.json
50 | 60 | 16 | 270 | 10% | 30% | 12000 | 38 | 28 | 0.79333 | 0.19833 | 46.6368 | 1.1003 | 47.737 | WIDTH40_LENGTH60_HIGHT16_ORIENTATION90_WINDOWSRATIO40%_SKYLIGHTRATIO40%_3Dview.png | WIDTH40_LENGTH60_HIGHT16_ORIENTATION90_WINDOWSRATIO40%_SKYLIGHTRATIO40%.json
60 | 50 | 16 | 315 | 10% | 30% | 12000 | 28 | 38 | 0.79333 | 0.19833 | 46.5514 | 1.1477 | 47.6991 | WIDTH50_LENGTH60_HIGHT16_ORIENTATION90_WINDOWSRATIO40%_SKYLIGHTRATIO40%_3Dview.png | WIDTH50_LENGTH60_HIGHT16_ORIENTATION90_WINDOWSRATIO40%_SKYLIGHTRATIO40%.json
50 | 60 | 16 | 315 | 10% | 30% | 12000 | 38 | 28 | 0.79333 | 0.19833 | 46.5438 | 1.1551 | 47.6989 | WIDTH60_LENGTH60_HIGHT16_ORIENTATION90_WINDOWSRATIO40%_SKYLIGHTRATIO40%_3Dview.png | WIDTH60_LENGTH60_HIGHT16_ORIENTATION90_WINDOWSRATIO40%_SKYLIGHTRATIO40%.json
60 | 50 | 16 | 0 | 20% | 30% | 12000 | 28 | 38 | 0.79333 | 0.19833 | 47.336 | 0.92936 | 48.2654 | WIDTH30_LENGTH30_HIGHT8_ORIENTATION135_WINDOWSRATIO40%_SKYLIGHTRATIO40%_3Dview.png | WIDTH30_LENGTH30_HIGHT8_ORIENTATION135_WINDOWSRATIO40%_SKYLIGHTRATIO40%.json
50 | 60 | 16 | 0 | 20% | 30% | 12000 | 38 | 28 | 0.79333 | 0.19833 | 47.3284 | 0.94321 | 48.2716 | WIDTH40_LENGTH30_HIGHT8_ORIENTATION135_WINDOWSRATIO40%_SKYLIGHTRATIO40%_3Dview.png | WIDTH40_LENGTH30_HIGHT8_ORIENTATION135_WINDOWSRATIO40%_SKYLIGHTRATIO40%.json
60 | 50 | 16 | 45 | 20% | 30% | 12000 | 28 | 38 | 0.79333 | 0.19833 | 47.2386 | 0.98352 | 48.2222 | WIDTH50_LENGTH30_HIGHT8_ORIENTATION135_WINDOWSRATIO40%_SKYLIGHTRATIO40%_3Dview.png | WIDTH50_LENGTH30_HIGHT8_ORIENTATION135_WINDOWSRATIO40%_SKYLIGHTRATIO40%.json
50 | 60 | 16 | 45 | 20% | 30% | 12000 | 38 | 28 | 0.79333 | 0.19833 | 47.2447 | 0.97951 | 48.2242 | WIDTH60_LENGTH30_HIGHT8_ORIENTATION135_WINDOWSRATIO40%_SKYLIGHTRATIO40%_3Dview.png | WIDTH60_LENGTH30_HIGHT8_ORIENTATION135_WINDOWSRATIO40%_SKYLIGHTRATIO40%.json
60 | 50 | 16 | 90 | 20% | 30% | 12000 | 28 | 38 | 0.79333 | 0.19833 | 47.3289 | 0.9426 | 48.2715 | WIDTH30_LENGTH40_HIGHT8_ORIENTATION135_WINDOWSRATIO40%_SKYLIGHTRATIO40%_3Dview.png | WIDTH30_LENGTH40_HIGHT8_ORIENTATION135_WINDOWSRATIO40%_SKYLIGHTRATIO40%.json
50 | 60 | 16 | 90 | 20% | 30% | 12000 | 38 | 28 | 0.79333 | 0.19833 | 47.3369 | 0.92772 | 48.2646 | WIDTH40_LENGTH40_HIGHT8_ORIENTATION135_WINDOWSRATIO40%_SKYLIGHTRATIO40%_3Dview.png | WIDTH40_LENGTH40_HIGHT8_ORIENTATION135_WINDOWSRATIO40%_SKYLIGHTRATIO40%.json
60 | 50 | 16 | 135 | 20% | 30% | 12000 | 28 | 38 | 0.79333 | 0.19833 | 47.2303 | 0.98477 | 48.2151 | WIDTH50_LENGTH40_HIGHT8_ORIENTATION135_WINDOWSRATIO40%_SKYLIGHTRATIO40%_3Dview.png | WIDTH50_LENGTH40_HIGHT8_ORIENTATION135_WINDOWSRATIO40%_SKYLIGHTRATIO40%.json
50 | 60 | 16 | 135 | 20% | 30% | 12000 | 38 | 28 | 0.79333 | 0.19833 | 47.225 | 0.9885 | 48.2135 | WIDTH60_LENGTH40_HIGHT8_ORIENTATION135_WINDOWSRATIO40%_SKYLIGHTRATIO40%_3Dview.png | WIDTH60_LENGTH40_HIGHT8_ORIENTATION135_WINDOWSRATIO40%_SKYLIGHTRATIO40%.json
60 | 50 | 16 | 180 | 20% | 30% | 12000 | 28 | 38 | 0.79333 | 0.19833 | 47.336 | 0.92936 | 48.2654 | WIDTH30_LENGTH50_HIGHT8_ORIENTATION135_WINDOWSRATIO40%_SKYLIGHTRATIO40%_3Dview.png | WIDTH30_LENGTH50_HIGHT8_ORIENTATION135_WINDOWSRATIO40%_SKYLIGHTRATIO40%.json
50 | 60 | 16 | 180 | 20% | 30% | 12000 | 38 | 28 | 0.79333 | 0.19833 | 47.3284 | 0.94321 | 48.2716 | WIDTH40_LENGTH50_HIGHT8_ORIENTATION135_WINDOWSRATIO40%_SKYLIGHTRATIO40%_3Dview.png | WIDTH40_LENGTH50_HIGHT8_ORIENTATION135_WINDOWSRATIO40%_SKYLIGHTRATIO40%.json
60 | 50 | 16 | 225 | 20% | 30% | 12000 | 28 | 38 | 0.79333 | 0.19833 | 47.2385 | 0.98356 | 48.222 | WIDTH50_LENGTH50_HIGHT8_ORIENTATION135_WINDOWSRATIO40%_SKYLIGHTRATIO40%_3Dview.png | WIDTH50_LENGTH50_HIGHT8_ORIENTATION135_WINDOWSRATIO40%_SKYLIGHTRATIO40%.json
50 | 60 | 16 | 225 | 20% | 30% | 12000 | 38 | 28 | 0.79333 | 0.19833 | 47.2447 | 0.97951 | 48.2242 | WIDTH60_LENGTH50_HIGHT8_ORIENTATION135_WINDOWSRATIO40%_SKYLIGHTRATIO40%_3Dview.png | WIDTH60_LENGTH50_HIGHT8_ORIENTATION135_WINDOWSRATIO40%_SKYLIGHTRATIO40%.json
60 | 50 | 16 | 270 | 20% | 30% | 12000 | 28 | 38 | 0.79333 | 0.19833 | 47.3289 | 0.9426 | 48.2715 | WIDTH30_LENGTH60_HIGHT8_ORIENTATION135_WINDOWSRATIO40%_SKYLIGHTRATIO40%_3Dview.png | WIDTH30_LENGTH60_HIGHT8_ORIENTATION135_WINDOWSRATIO40%_SKYLIGHTRATIO40%.json
50 | 60 | 16 | 270 | 20% | 30% | 12000 | 38 | 28 | 0.79333 | 0.19833 | 47.3369 | 0.92772 | 48.2646 | WIDTH40_LENGTH60_HIGHT8_ORIENTATION135_WINDOWSRATIO40%_SKYLIGHTRATIO40%_3Dview.png | WIDTH40_LENGTH60_HIGHT8_ORIENTATION135_WINDOWSRATIO40%_SKYLIGHTRATIO40%.json
60 | 50 | 16 | 315 | 20% | 30% | 12000 | 28 | 38 | 0.79333 | 0.19833 | 47.236 | 0.98248 | 48.2184 | WIDTH50_LENGTH60_HIGHT8_ORIENTATION135_WINDOWSRATIO40%_SKYLIGHTRATIO40%_3Dview.png | WIDTH50_LENGTH60_HIGHT8_ORIENTATION135_WINDOWSRATIO40%_SKYLIGHTRATIO40%.json
50 | 60 | 16 | 315 | 20% | 30% | 12000 | 38 | 28 | 0.79333 | 0.19833 | 47.2279 | 0.98776 | 48.2157 | WIDTH60_LENGTH60_HIGHT8_ORIENTATION135_WINDOWSRATIO40%_SKYLIGHTRATIO40%_3Dview.png | WIDTH60_LENGTH60_HIGHT8_ORIENTATION135_WINDOWSRATIO40%_SKYLIGHTRATIO40%.json
60 | 50 | 16 | 0 | 30% | 30% | 12000 | 28 | 38 | 0.79333 | 0.19833 | 47.8978 | 0.78568 | 48.6835 | WIDTH30_LENGTH30_HIGHT12_ORIENTATION135_WINDOWSRATIO40%_SKYLIGHTRATIO40%_3Dview.png | WIDTH30_LENGTH30_HIGHT12_ORIENTATION135_WINDOWSRATIO40%_SKYLIGHTRATIO40%.json
50 | 60 | 16 | 0 | 30% | 30% | 12000 | 38 | 28 | 0.79333 | 0.19833 | 47.8829 | 0.80108 | 48.684 | WIDTH40_LENGTH30_HIGHT12_ORIENTATION135_WINDOWSRATIO40%_SKYLIGHTRATIO40%_3Dview.png | WIDTH40_LENGTH30_HIGHT12_ORIENTATION135_WINDOWSRATIO40%_SKYLIGHTRATIO40%.json
60 | 50 | 16 | 45 | 30% | 30% | 12000 | 28 | 38 | 0.79333 | 0.19833 | 47.7848 | 0.8471 | 48.6319 | WIDTH50_LENGTH30_HIGHT12_ORIENTATION135_WINDOWSRATIO40%_SKYLIGHTRATIO40%_3Dview.png | WIDTH50_LENGTH30_HIGHT12_ORIENTATION135_WINDOWSRATIO40%_SKYLIGHTRATIO40%.json
50 | 60 | 16 | 45 | 30% | 30% | 12000 | 38 | 28 | 0.79333 | 0.19833 | 47.7927 | 0.8425 | 48.6352 | WIDTH60_LENGTH30_HIGHT12_ORIENTATION135_WINDOWSRATIO40%_SKYLIGHTRATIO40%_3Dview.png | WIDTH60_LENGTH30_HIGHT12_ORIENTATION135_WINDOWSRATIO40%_SKYLIGHTRATIO40%.json
60 | 50 | 16 | 90 | 30% | 30% | 12000 | 28 | 38 | 0.79333 | 0.19833 | 47.8831 | 0.80053 | 48.6836 | WIDTH30_LENGTH40_HIGHT12_ORIENTATION135_WINDOWSRATIO40%_SKYLIGHTRATIO40%_3Dview.png | WIDTH30_LENGTH40_HIGHT12_ORIENTATION135_WINDOWSRATIO40%_SKYLIGHTRATIO40%.json
50 | 60 | 16 | 90 | 30% | 30% | 12000 | 38 | 28 | 0.79333 | 0.19833 | 47.8991 | 0.78326 | 48.6824 | WIDTH40_LENGTH40_HIGHT12_ORIENTATION135_WINDOWSRATIO40%_SKYLIGHTRATIO40%_3Dview.png | WIDTH40_LENGTH40_HIGHT12_ORIENTATION135_WINDOWSRATIO40%_SKYLIGHTRATIO40%.json
60 | 50 | 16 | 135 | 30% | 30% | 12000 | 28 | 38 | 0.79333 | 0.19833 | 47.7799 | 0.84746 | 48.6274 | WIDTH50_LENGTH40_HIGHT12_ORIENTATION135_WINDOWSRATIO40%_SKYLIGHTRATIO40%_3Dview.png | WIDTH50_LENGTH40_HIGHT12_ORIENTATION135_WINDOWSRATIO40%_SKYLIGHTRATIO40%.json
50 | 60 | 16 | 135 | 30% | 30% | 12000 | 38 | 28 | 0.79333 | 0.19833 | 47.7723 | 0.85177 | 48.6241 | WIDTH60_LENGTH40_HIGHT12_ORIENTATION135_WINDOWSRATIO40%_SKYLIGHTRATIO40%_3Dview.png | WIDTH60_LENGTH40_HIGHT12_ORIENTATION135_WINDOWSRATIO40%_SKYLIGHTRATIO40%.json
60 | 50 | 16 | 180 | 30% | 30% | 12000 | 28 | 38 | 0.79333 | 0.19833 | 47.8978 | 0.78568 | 48.6835 | WIDTH30_LENGTH50_HIGHT12_ORIENTATION135_WINDOWSRATIO40%_SKYLIGHTRATIO40%_3Dview.png | WIDTH30_LENGTH50_HIGHT12_ORIENTATION135_WINDOWSRATIO40%_SKYLIGHTRATIO40%.json
50 | 60 | 16 | 180 | 30% | 30% | 12000 | 38 | 28 | 0.79333 | 0.19833 | 47.8829 | 0.80108 | 48.684 | WIDTH40_LENGTH50_HIGHT12_ORIENTATION135_WINDOWSRATIO40%_SKYLIGHTRATIO40%_3Dview.png | WIDTH40_LENGTH50_HIGHT12_ORIENTATION135_WINDOWSRATIO40%_SKYLIGHTRATIO40%.json
60 | 50 | 16 | 225 | 30% | 30% | 12000 | 28 | 38 | 0.79333 | 0.19833 | 47.7846 | 0.84639 | 48.631 | WIDTH50_LENGTH50_HIGHT12_ORIENTATION135_WINDOWSRATIO40%_SKYLIGHTRATIO40%_3Dview.png | WIDTH50_LENGTH50_HIGHT12_ORIENTATION135_WINDOWSRATIO40%_SKYLIGHTRATIO40%.json
50 | 60 | 16 | 225 | 30% | 30% | 12000 | 38 | 28 | 0.79333 | 0.19833 | 47.7927 | 0.8425 | 48.6352 | WIDTH60_LENGTH50_HIGHT12_ORIENTATION135_WINDOWSRATIO40%_SKYLIGHTRATIO40%_3Dview.png | WIDTH60_LENGTH50_HIGHT12_ORIENTATION135_WINDOWSRATIO40%_SKYLIGHTRATIO40%.json
60 | 50 | 16 | 270 | 30% | 30% | 12000 | 28 | 38 | 0.79333 | 0.19833 | 47.8831 | 0.80053 | 48.6836 | WIDTH30_LENGTH60_HIGHT12_ORIENTATION135_WINDOWSRATIO40%_SKYLIGHTRATIO40%_3Dview.png | WIDTH30_LENGTH60_HIGHT12_ORIENTATION135_WINDOWSRATIO40%_SKYLIGHTRATIO40%.json
50 | 60 | 16 | 270 | 30% | 30% | 12000 | 38 | 28 | 0.79333 | 0.19833 | 47.8991 | 0.78326 | 48.6824 | WIDTH40_LENGTH60_HIGHT12_ORIENTATION135_WINDOWSRATIO40%_SKYLIGHTRATIO40%_3Dview.png | WIDTH40_LENGTH60_HIGHT12_ORIENTATION135_WINDOWSRATIO40%_SKYLIGHTRATIO40%.json
60 | 50 | 16 | 315 | 30% | 30% | 12000 | 28 | 38 | 0.79333 | 0.19833 | 47.7843 | 0.84516 | 48.6294 | WIDTH50_LENGTH60_HIGHT12_ORIENTATION135_WINDOWSRATIO40%_SKYLIGHTRATIO40%_3Dview.png | WIDTH50_LENGTH60_HIGHT12_ORIENTATION135_WINDOWSRATIO40%_SKYLIGHTRATIO40%.json
50 | 60 | 16 | 315 | 30% | 30% | 12000 | 38 | 28 | 0.79333 | 0.19833 | 47.7736 | 0.85207 | 48.6256 | WIDTH60_LENGTH60_HIGHT12_ORIENTATION135_WINDOWSRATIO40%_SKYLIGHTRATIO40%_3Dview.png | WIDTH60_LENGTH60_HIGHT12_ORIENTATION135_WINDOWSRATIO40%_SKYLIGHTRATIO40%.json
60 | 50 | 16 | 0 | 40% | 30% | 12000 | 28 | 38 | 0.79333 | 0.19833 | 48.3326 | 0.67155 | 49.0041 | WIDTH30_LENGTH30_HIGHT16_ORIENTATION135_WINDOWSRATIO40%_SKYLIGHTRATIO40%_3Dview.png | WIDTH30_LENGTH30_HIGHT16_ORIENTATION135_WINDOWSRATIO40%_SKYLIGHTRATIO40%.json
50 | 60 | 16 | 0 | 40% | 30% | 12000 | 38 | 28 | 0.79333 | 0.19833 | 48.3077 | 0.68782 | 48.9956 | WIDTH40_LENGTH30_HIGHT16_ORIENTATION135_WINDOWSRATIO40%_SKYLIGHTRATIO40%_3Dview.png | WIDTH40_LENGTH30_HIGHT16_ORIENTATION135_WINDOWSRATIO40%_SKYLIGHTRATIO40%.json
60 | 50 | 16 | 45 | 40% | 30% | 12000 | 28 | 38 | 0.79333 | 0.19833 | 48.2072 | 0.73368 | 48.9409 | WIDTH50_LENGTH30_HIGHT16_ORIENTATION135_WINDOWSRATIO40%_SKYLIGHTRATIO40%_3Dview.png | WIDTH50_LENGTH30_HIGHT16_ORIENTATION135_WINDOWSRATIO40%_SKYLIGHTRATIO40%.json
50 | 60 | 16 | 45 | 40% | 30% | 12000 | 38 | 28 | 0.79333 | 0.19833 | 48.2169 | 0.73016 | 48.9471 | WIDTH60_LENGTH30_HIGHT16_ORIENTATION135_WINDOWSRATIO40%_SKYLIGHTRATIO40%_3Dview.png | WIDTH60_LENGTH30_HIGHT16_ORIENTATION135_WINDOWSRATIO40%_SKYLIGHTRATIO40%.json
60 | 50 | 16 | 90 | 40% | 30% | 12000 | 28 | 38 | 0.79333 | 0.19833 | 48.3075 | 0.68725 | 48.9948 | WIDTH30_LENGTH40_HIGHT16_ORIENTATION135_WINDOWSRATIO40%_SKYLIGHTRATIO40%_3Dview.png | WIDTH30_LENGTH40_HIGHT16_ORIENTATION135_WINDOWSRATIO40%_SKYLIGHTRATIO40%.json
50 | 60 | 16 | 90 | 40% | 30% | 12000 | 38 | 28 | 0.79333 | 0.19833 | 48.3337 | 0.67022 | 49.0039 | WIDTH40_LENGTH40_HIGHT16_ORIENTATION135_WINDOWSRATIO40%_SKYLIGHTRATIO40%_3Dview.png | WIDTH40_LENGTH40_HIGHT16_ORIENTATION135_WINDOWSRATIO40%_SKYLIGHTRATIO40%.json
60 | 50 | 16 | 135 | 40% | 30% | 12000 | 28 | 38 | 0.79333 | 0.19833 | 48.2056 | 0.73442 | 48.94 | WIDTH50_LENGTH40_HIGHT16_ORIENTATION135_WINDOWSRATIO40%_SKYLIGHTRATIO40%_3Dview.png | WIDTH50_LENGTH40_HIGHT16_ORIENTATION135_WINDOWSRATIO40%_SKYLIGHTRATIO40%.json
50 | 60 | 16 | 135 | 40% | 30% | 12000 | 38 | 28 | 0.79333 | 0.19833 | 48.1953 | 0.73821 | 48.9335 | WIDTH60_LENGTH40_HIGHT16_ORIENTATION135_WINDOWSRATIO40%_SKYLIGHTRATIO40%_3Dview.png | WIDTH60_LENGTH40_HIGHT16_ORIENTATION135_WINDOWSRATIO40%_SKYLIGHTRATIO40%.json
60 | 50 | 16 | 180 | 40% | 30% | 12000 | 28 | 38 | 0.79333 | 0.19833 | 48.3326 | 0.67155 | 49.0041 | WIDTH30_LENGTH50_HIGHT16_ORIENTATION135_WINDOWSRATIO40%_SKYLIGHTRATIO40%_3Dview.png | WIDTH30_LENGTH50_HIGHT16_ORIENTATION135_WINDOWSRATIO40%_SKYLIGHTRATIO40%.json
50 | 60 | 16 | 180 | 40% | 30% | 12000 | 38 | 28 | 0.79333 | 0.19833 | 48.3077 | 0.68782 | 48.9956 | WIDTH40_LENGTH50_HIGHT16_ORIENTATION135_WINDOWSRATIO40%_SKYLIGHTRATIO40%_3Dview.png | WIDTH40_LENGTH50_HIGHT16_ORIENTATION135_WINDOWSRATIO40%_SKYLIGHTRATIO40%.json
60 | 50 | 16 | 225 | 40% | 30% | 12000 | 28 | 38 | 0.79333 | 0.19833 | 48.2071 | 0.73374 | 48.9408 | WIDTH50_LENGTH50_HIGHT16_ORIENTATION135_WINDOWSRATIO40%_SKYLIGHTRATIO40%_3Dview.png | WIDTH50_LENGTH50_HIGHT16_ORIENTATION135_WINDOWSRATIO40%_SKYLIGHTRATIO40%.json
50 | 60 | 16 | 225 | 40% | 30% | 12000 | 38 | 28 | 0.79333 | 0.19833 | 48.2169 | 0.73016 | 48.9471 | WIDTH60_LENGTH50_HIGHT16_ORIENTATION135_WINDOWSRATIO40%_SKYLIGHTRATIO40%_3Dview.png | WIDTH60_LENGTH50_HIGHT16_ORIENTATION135_WINDOWSRATIO40%_SKYLIGHTRATIO40%.json
60 | 50 | 16 | 270 | 40% | 30% | 12000 | 28 | 38 | 0.79333 | 0.19833 | 48.3075 | 0.68725 | 48.9948 | WIDTH30_LENGTH60_HIGHT16_ORIENTATION135_WINDOWSRATIO40%_SKYLIGHTRATIO40%_3Dview.png | WIDTH30_LENGTH60_HIGHT16_ORIENTATION135_WINDOWSRATIO40%_SKYLIGHTRATIO40%.json
50 | 60 | 16 | 270 | 40% | 30% | 12000 | 38 | 28 | 0.79333 | 0.19833 | 48.3337 | 0.67022 | 49.0039 | WIDTH40_LENGTH60_HIGHT16_ORIENTATION135_WINDOWSRATIO40%_SKYLIGHTRATIO40%_3Dview.png | WIDTH40_LENGTH60_HIGHT16_ORIENTATION135_WINDOWSRATIO40%_SKYLIGHTRATIO40%.json
60 | 50 | 16 | 315 | 40% | 30% | 12000 | 28 | 38 | 0.79333 | 0.19833 | 48.209 | 0.73286 | 48.9418 | WIDTH50_LENGTH60_HIGHT16_ORIENTATION135_WINDOWSRATIO40%_SKYLIGHTRATIO40%_3Dview.png | WIDTH50_LENGTH60_HIGHT16_ORIENTATION135_WINDOWSRATIO40%_SKYLIGHTRATIO40%.json
50 | 60 | 16 | 315 | 40% | 30% | 12000 | 38 | 28 | 0.79333 | 0.19833 | 48.1959 | 0.73864 | 48.9345 | WIDTH60_LENGTH60_HIGHT16_ORIENTATION135_WINDOWSRATIO40%_SKYLIGHTRATIO40%_3Dview.png | WIDTH60_LENGTH60_HIGHT16_ORIENTATION135_WINDOWSRATIO40%_SKYLIGHTRATIO40%.json
60 | 50 | 16 | 0 | 10% | 40% | 12000 | 28 | 38 | 0.79333 | 0.19833 | 46.8254 | 1.0422 | 47.8676 | WIDTH30_LENGTH30_HIGHT8_ORIENTATION180_WINDOWSRATIO40%_SKYLIGHTRATIO40%_3Dview.png | WIDTH30_LENGTH30_HIGHT8_ORIENTATION180_WINDOWSRATIO40%_SKYLIGHTRATIO40%.json
50 | 60 | 16 | 0 | 10% | 40% | 12000 | 38 | 28 | 0.79333 | 0.19833 | 46.8214 | 1.0559 | 47.8773 | WIDTH40_LENGTH30_HIGHT8_ORIENTATION180_WINDOWSRATIO40%_SKYLIGHTRATIO40%_3Dview.png | WIDTH40_LENGTH30_HIGHT8_ORIENTATION180_WINDOWSRATIO40%_SKYLIGHTRATIO40%.json
60 | 50 | 16 | 45 | 10% | 40% | 12000 | 28 | 38 | 0.79333 | 0.19833 | 46.7498 | 1.0884 | 47.8382 | WIDTH50_LENGTH30_HIGHT8_ORIENTATION180_WINDOWSRATIO40%_SKYLIGHTRATIO40%_3Dview.png | WIDTH50_LENGTH30_HIGHT8_ORIENTATION180_WINDOWSRATIO40%_SKYLIGHTRATIO40%.json
50 | 60 | 16 | 45 | 10% | 40% | 12000 | 38 | 28 | 0.79333 | 0.19833 | 46.7496 | 1.0861 | 47.8357 | WIDTH60_LENGTH30_HIGHT8_ORIENTATION180_WINDOWSRATIO40%_SKYLIGHTRATIO40%_3Dview.png | WIDTH60_LENGTH30_HIGHT8_ORIENTATION180_WINDOWSRATIO40%_SKYLIGHTRATIO40%.json
60 | 50 | 16 | 90 | 10% | 40% | 12000 | 28 | 38 | 0.79333 | 0.19833 | 46.8221 | 1.0554 | 47.8775 | WIDTH30_LENGTH40_HIGHT8_ORIENTATION180_WINDOWSRATIO40%_SKYLIGHTRATIO40%_3Dview.png | WIDTH30_LENGTH40_HIGHT8_ORIENTATION180_WINDOWSRATIO40%_SKYLIGHTRATIO40%.json
50 | 60 | 16 | 90 | 10% | 40% | 12000 | 38 | 28 | 0.79333 | 0.19833 | 46.8253 | 1.0433 | 47.8685 | WIDTH40_LENGTH40_HIGHT8_ORIENTATION180_WINDOWSRATIO40%_SKYLIGHTRATIO40%_3Dview.png | WIDTH40_LENGTH40_HIGHT8_ORIENTATION180_WINDOWSRATIO40%_SKYLIGHTRATIO40%.json
60 | 50 | 16 | 135 | 10% | 40% | 12000 | 28 | 38 | 0.79333 | 0.19833 | 46.721 | 1.0967 | 47.8177 | WIDTH50_LENGTH40_HIGHT8_ORIENTATION180_WINDOWSRATIO40%_SKYLIGHTRATIO40%_3Dview.png | WIDTH50_LENGTH40_HIGHT8_ORIENTATION180_WINDOWSRATIO40%_SKYLIGHTRATIO40%.json
50 | 60 | 16 | 135 | 10% | 40% | 12000 | 38 | 28 | 0.79333 | 0.19833 | 46.7189 | 1.1016 | 47.8206 | WIDTH60_LENGTH40_HIGHT8_ORIENTATION180_WINDOWSRATIO40%_SKYLIGHTRATIO40%_3Dview.png | WIDTH60_LENGTH40_HIGHT8_ORIENTATION180_WINDOWSRATIO40%_SKYLIGHTRATIO40%.json
60 | 50 | 16 | 180 | 10% | 40% | 12000 | 28 | 38 | 0.79333 | 0.19833 | 46.8254 | 1.0422 | 47.8676 | WIDTH30_LENGTH50_HIGHT8_ORIENTATION180_WINDOWSRATIO40%_SKYLIGHTRATIO40%_3Dview.png | WIDTH30_LENGTH50_HIGHT8_ORIENTATION180_WINDOWSRATIO40%_SKYLIGHTRATIO40%.json
50 | 60 | 16 | 180 | 10% | 40% | 12000 | 38 | 28 | 0.79333 | 0.19833 | 46.8214 | 1.0559 | 47.8773 | WIDTH40_LENGTH50_HIGHT8_ORIENTATION180_WINDOWSRATIO40%_SKYLIGHTRATIO40%_3Dview.png | WIDTH40_LENGTH50_HIGHT8_ORIENTATION180_WINDOWSRATIO40%_SKYLIGHTRATIO40%.json
60 | 50 | 16 | 225 | 10% | 40% | 12000 | 28 | 38 | 0.79333 | 0.19833 | 46.7422 | 1.0912 | 47.8334 | WIDTH50_LENGTH50_HIGHT8_ORIENTATION180_WINDOWSRATIO40%_SKYLIGHTRATIO40%_3Dview.png | WIDTH50_LENGTH50_HIGHT8_ORIENTATION180_WINDOWSRATIO40%_SKYLIGHTRATIO40%.json
50 | 60 | 16 | 225 | 10% | 40% | 12000 | 38 | 28 | 0.79333 | 0.19833 | 46.7496 | 1.0861 | 47.8357 | WIDTH60_LENGTH50_HIGHT8_ORIENTATION180_WINDOWSRATIO40%_SKYLIGHTRATIO40%_3Dview.png | WIDTH60_LENGTH50_HIGHT8_ORIENTATION180_WINDOWSRATIO40%_SKYLIGHTRATIO40%.json
60 | 50 | 16 | 270 | 10% | 40% | 12000 | 28 | 38 | 0.79333 | 0.19833 | 46.8221 | 1.0554 | 47.8775 | WIDTH30_LENGTH60_HIGHT8_ORIENTATION180_WINDOWSRATIO40%_SKYLIGHTRATIO40%_3Dview.png | WIDTH30_LENGTH60_HIGHT8_ORIENTATION180_WINDOWSRATIO40%_SKYLIGHTRATIO40%.json
50 | 60 | 16 | 270 | 10% | 40% | 12000 | 38 | 28 | 0.79333 | 0.19833 | 46.8253 | 1.0433 | 47.8685 | WIDTH40_LENGTH60_HIGHT8_ORIENTATION180_WINDOWSRATIO40%_SKYLIGHTRATIO40%_3Dview.png | WIDTH40_LENGTH60_HIGHT8_ORIENTATION180_WINDOWSRATIO40%_SKYLIGHTRATIO40%.json
60 | 50 | 16 | 315 | 10% | 40% | 12000 | 28 | 38 | 0.79333 | 0.19833 | 46.7349 | 1.0921 | 47.827 | WIDTH50_LENGTH60_HIGHT8_ORIENTATION180_WINDOWSRATIO40%_SKYLIGHTRATIO40%_3Dview.png | WIDTH50_LENGTH60_HIGHT8_ORIENTATION180_WINDOWSRATIO40%_SKYLIGHTRATIO40%.json
50 | 60 | 16 | 315 | 10% | 40% | 12000 | 38 | 28 | 0.79333 | 0.19833 | 46.7236 | 1.0977 | 47.8213 | WIDTH60_LENGTH60_HIGHT8_ORIENTATION180_WINDOWSRATIO40%_SKYLIGHTRATIO40%_3Dview.png | WIDTH60_LENGTH60_HIGHT8_ORIENTATION180_WINDOWSRATIO40%_SKYLIGHTRATIO40%.json
60 | 50 | 16 | 0 | 20% | 40% | 12000 | 28 | 38 | 0.79333 | 0.19833 | 47.5021 | 0.87392 | 48.376 | WIDTH30_LENGTH30_HIGHT12_ORIENTATION180_WINDOWSRATIO40%_SKYLIGHTRATIO40%_3Dview.png | WIDTH30_LENGTH30_HIGHT12_ORIENTATION180_WINDOWSRATIO40%_SKYLIGHTRATIO40%.json
50 | 60 | 16 | 0 | 20% | 40% | 12000 | 38 | 28 | 0.79333 | 0.19833 | 47.4936 | 0.89046 | 48.3841 | WIDTH40_LENGTH30_HIGHT12_ORIENTATION180_WINDOWSRATIO40%_SKYLIGHTRATIO40%_3Dview.png | WIDTH40_LENGTH30_HIGHT12_ORIENTATION180_WINDOWSRATIO40%_SKYLIGHTRATIO40%.json
60 | 50 | 16 | 45 | 20% | 40% | 12000 | 28 | 38 | 0.79333 | 0.19833 | 47.4113 | 0.92824 | 48.3395 | WIDTH50_LENGTH30_HIGHT12_ORIENTATION180_WINDOWSRATIO40%_SKYLIGHTRATIO40%_3Dview.png | WIDTH50_LENGTH30_HIGHT12_ORIENTATION180_WINDOWSRATIO40%_SKYLIGHTRATIO40%.json
50 | 60 | 16 | 45 | 20% | 40% | 12000 | 38 | 28 | 0.79333 | 0.19833 | 47.4119 | 0.92631 | 48.3382 | WIDTH60_LENGTH30_HIGHT12_ORIENTATION180_WINDOWSRATIO40%_SKYLIGHTRATIO40%_3Dview.png | WIDTH60_LENGTH30_HIGHT12_ORIENTATION180_WINDOWSRATIO40%_SKYLIGHTRATIO40%.json
60 | 50 | 16 | 90 | 20% | 40% | 12000 | 28 | 38 | 0.79333 | 0.19833 | 47.4942 | 0.89006 | 48.3843 | WIDTH30_LENGTH40_HIGHT12_ORIENTATION180_WINDOWSRATIO40%_SKYLIGHTRATIO40%_3Dview.png | WIDTH30_LENGTH40_HIGHT12_ORIENTATION180_WINDOWSRATIO40%_SKYLIGHTRATIO40%.json
50 | 60 | 16 | 90 | 20% | 40% | 12000 | 38 | 28 | 0.79333 | 0.19833 | 47.5026 | 0.87472 | 48.3773 | WIDTH40_LENGTH40_HIGHT12_ORIENTATION180_WINDOWSRATIO40%_SKYLIGHTRATIO40%_3Dview.png | WIDTH40_LENGTH40_HIGHT12_ORIENTATION180_WINDOWSRATIO40%_SKYLIGHTRATIO40%.json
60 | 50 | 16 | 135 | 20% | 40% | 12000 | 28 | 38 | 0.79333 | 0.19833 | 47.3869 | 0.93624 | 48.3231 | WIDTH50_LENGTH40_HIGHT12_ORIENTATION180_WINDOWSRATIO40%_SKYLIGHTRATIO40%_3Dview.png | WIDTH50_LENGTH40_HIGHT12_ORIENTATION180_WINDOWSRATIO40%_SKYLIGHTRATIO40%.json
50 | 60 | 16 | 135 | 20% | 40% | 12000 | 38 | 28 | 0.79333 | 0.19833 | 47.3832 | 0.94119 | 48.3244 | WIDTH60_LENGTH40_HIGHT12_ORIENTATION180_WINDOWSRATIO40%_SKYLIGHTRATIO40%_3Dview.png | WIDTH60_LENGTH40_HIGHT12_ORIENTATION180_WINDOWSRATIO40%_SKYLIGHTRATIO40%.json
60 | 50 | 16 | 180 | 20% | 40% | 12000 | 28 | 38 | 0.79333 | 0.19833 | 47.5021 | 0.87392 | 48.376 | WIDTH30_LENGTH50_HIGHT12_ORIENTATION180_WINDOWSRATIO40%_SKYLIGHTRATIO40%_3Dview.png | WIDTH30_LENGTH50_HIGHT12_ORIENTATION180_WINDOWSRATIO40%_SKYLIGHTRATIO40%.json
50 | 60 | 16 | 180 | 20% | 40% | 12000 | 38 | 28 | 0.79333 | 0.19833 | 47.4936 | 0.89046 | 48.3841 | WIDTH40_LENGTH50_HIGHT12_ORIENTATION180_WINDOWSRATIO40%_SKYLIGHTRATIO40%_3Dview.png | WIDTH40_LENGTH50_HIGHT12_ORIENTATION180_WINDOWSRATIO40%_SKYLIGHTRATIO40%.json
60 | 50 | 16 | 225 | 20% | 40% | 12000 | 28 | 38 | 0.79333 | 0.19833 | 47.4042 | 0.93153 | 48.3357 | WIDTH50_LENGTH50_HIGHT12_ORIENTATION180_WINDOWSRATIO40%_SKYLIGHTRATIO40%_3Dview.png | WIDTH50_LENGTH50_HIGHT12_ORIENTATION180_WINDOWSRATIO40%_SKYLIGHTRATIO40%.json
50 | 60 | 16 | 225 | 20% | 40% | 12000 | 38 | 28 | 0.79333 | 0.19833 | 47.4119 | 0.92631 | 48.3382 | WIDTH60_LENGTH50_HIGHT12_ORIENTATION180_WINDOWSRATIO40%_SKYLIGHTRATIO40%_3Dview.png | WIDTH60_LENGTH50_HIGHT12_ORIENTATION180_WINDOWSRATIO40%_SKYLIGHTRATIO40%.json
60 | 50 | 16 | 270 | 20% | 40% | 12000 | 28 | 38 | 0.79333 | 0.19833 | 47.4942 | 0.89006 | 48.3843 | WIDTH30_LENGTH60_HIGHT12_ORIENTATION180_WINDOWSRATIO40%_SKYLIGHTRATIO40%_3Dview.png | WIDTH30_LENGTH60_HIGHT12_ORIENTATION180_WINDOWSRATIO40%_SKYLIGHTRATIO40%.json
50 | 60 | 16 | 270 | 20% | 40% | 12000 | 38 | 28 | 0.79333 | 0.19833 | 47.5026 | 0.87472 | 48.3773 | WIDTH40_LENGTH60_HIGHT12_ORIENTATION180_WINDOWSRATIO40%_SKYLIGHTRATIO40%_3Dview.png | WIDTH40_LENGTH60_HIGHT12_ORIENTATION180_WINDOWSRATIO40%_SKYLIGHTRATIO40%.json
60 | 50 | 16 | 315 | 20% | 40% | 12000 | 28 | 38 | 0.79333 | 0.19833 | 47.3983 | 0.93313 | 48.3314 | WIDTH50_LENGTH60_HIGHT12_ORIENTATION180_WINDOWSRATIO40%_SKYLIGHTRATIO40%_3Dview.png | WIDTH50_LENGTH60_HIGHT12_ORIENTATION180_WINDOWSRATIO40%_SKYLIGHTRATIO40%.json
50 | 60 | 16 | 315 | 20% | 40% | 12000 | 38 | 28 | 0.79333 | 0.19833 | 47.3879 | 0.93697 | 48.3249 | WIDTH60_LENGTH60_HIGHT12_ORIENTATION180_WINDOWSRATIO40%_SKYLIGHTRATIO40%_3Dview.png | WIDTH60_LENGTH60_HIGHT12_ORIENTATION180_WINDOWSRATIO40%_SKYLIGHTRATIO40%.json
60 | 50 | 16 | 0 | 30% | 40% | 12000 | 28 | 38 | 0.79333 | 0.19833 | 48.0388 | 0.73655 | 48.7754 | WIDTH30_LENGTH30_HIGHT16_ORIENTATION180_WINDOWSRATIO40%_SKYLIGHTRATIO40%_3Dview.png | WIDTH30_LENGTH30_HIGHT16_ORIENTATION180_WINDOWSRATIO40%_SKYLIGHTRATIO40%.json
50 | 60 | 16 | 0 | 30% | 40% | 12000 | 38 | 28 | 0.79333 | 0.19833 | 48.0219 | 0.75277 | 48.7746 | WIDTH40_LENGTH30_HIGHT16_ORIENTATION180_WINDOWSRATIO40%_SKYLIGHTRATIO40%_3Dview.png | WIDTH40_LENGTH30_HIGHT16_ORIENTATION180_WINDOWSRATIO40%_SKYLIGHTRATIO40%.json
60 | 50 | 16 | 45 | 30% | 40% | 12000 | 28 | 38 | 0.79333 | 0.19833 | 47.9302 | 0.79527 | 48.7255 | WIDTH50_LENGTH30_HIGHT16_ORIENTATION180_WINDOWSRATIO40%_SKYLIGHTRATIO40%_3Dview.png | WIDTH50_LENGTH30_HIGHT16_ORIENTATION180_WINDOWSRATIO40%_SKYLIGHTRATIO40%.json
50 | 60 | 16 | 45 | 30% | 40% | 12000 | 38 | 28 | 0.79333 | 0.19833 | 47.9352 | 0.79128 | 48.7265 | WIDTH60_LENGTH30_HIGHT16_ORIENTATION180_WINDOWSRATIO40%_SKYLIGHTRATIO40%_3Dview.png | WIDTH60_LENGTH30_HIGHT16_ORIENTATION180_WINDOWSRATIO40%_SKYLIGHTRATIO40%.json
60 | 50 | 16 | 90 | 30% | 40% | 12000 | 28 | 38 | 0.79333 | 0.19833 | 48.0218 | 0.75243 | 48.7742 | WIDTH30_LENGTH40_HIGHT16_ORIENTATION180_WINDOWSRATIO40%_SKYLIGHTRATIO40%_3Dview.png | WIDTH30_LENGTH40_HIGHT16_ORIENTATION180_WINDOWSRATIO40%_SKYLIGHTRATIO40%.json
50 | 60 | 16 | 90 | 30% | 40% | 12000 | 38 | 28 | 0.79333 | 0.19833 | 48.0394 | 0.7352 | 48.7746 | WIDTH40_LENGTH40_HIGHT16_ORIENTATION180_WINDOWSRATIO40%_SKYLIGHTRATIO40%_3Dview.png | WIDTH40_LENGTH40_HIGHT16_ORIENTATION180_WINDOWSRATIO40%_SKYLIGHTRATIO40%.json
60 | 50 | 16 | 135 | 30% | 40% | 12000 | 28 | 38 | 0.79333 | 0.19833 | 47.9122 | 0.80309 | 48.7153 | WIDTH50_LENGTH40_HIGHT16_ORIENTATION180_WINDOWSRATIO40%_SKYLIGHTRATIO40%_3Dview.png | WIDTH50_LENGTH40_HIGHT16_ORIENTATION180_WINDOWSRATIO40%_SKYLIGHTRATIO40%.json
50 | 60 | 16 | 135 | 30% | 40% | 12000 | 38 | 28 | 0.79333 | 0.19833 | 47.9055 | 0.80731 | 48.7128 | WIDTH60_LENGTH40_HIGHT16_ORIENTATION180_WINDOWSRATIO40%_SKYLIGHTRATIO40%_3Dview.png | WIDTH60_LENGTH40_HIGHT16_ORIENTATION180_WINDOWSRATIO40%_SKYLIGHTRATIO40%.json
60 | 50 | 16 | 180 | 30% | 40% | 12000 | 28 | 38 | 0.79333 | 0.19833 | 48.0388 | 0.73655 | 48.7754 | WIDTH30_LENGTH50_HIGHT16_ORIENTATION180_WINDOWSRATIO40%_SKYLIGHTRATIO40%_3Dview.png | WIDTH30_LENGTH50_HIGHT16_ORIENTATION180_WINDOWSRATIO40%_SKYLIGHTRATIO40%.json
50 | 60 | 16 | 180 | 30% | 40% | 12000 | 38 | 28 | 0.79333 | 0.19833 | 48.0219 | 0.75277 | 48.7746 | WIDTH40_LENGTH50_HIGHT16_ORIENTATION180_WINDOWSRATIO40%_SKYLIGHTRATIO40%_3Dview.png | WIDTH40_LENGTH50_HIGHT16_ORIENTATION180_WINDOWSRATIO40%_SKYLIGHTRATIO40%.json
60 | 50 | 16 | 225 | 30% | 40% | 12000 | 28 | 38 | 0.79333 | 0.19833 | 47.9246 | 0.79828 | 48.7229 | WIDTH50_LENGTH50_HIGHT16_ORIENTATION180_WINDOWSRATIO40%_SKYLIGHTRATIO40%_3Dview.png | WIDTH50_LENGTH50_HIGHT16_ORIENTATION180_WINDOWSRATIO40%_SKYLIGHTRATIO40%.json
50 | 60 | 16 | 225 | 30% | 40% | 12000 | 38 | 28 | 0.79333 | 0.19833 | 47.9352 | 0.79128 | 48.7265 | WIDTH60_LENGTH50_HIGHT16_ORIENTATION180_WINDOWSRATIO40%_SKYLIGHTRATIO40%_3Dview.png | WIDTH60_LENGTH50_HIGHT16_ORIENTATION180_WINDOWSRATIO40%_SKYLIGHTRATIO40%.json
60 | 50 | 16 | 270 | 30% | 40% | 12000 | 28 | 38 | 0.79333 | 0.19833 | 48.0218 | 0.75243 | 48.7742 | WIDTH30_LENGTH60_HIGHT16_ORIENTATION180_WINDOWSRATIO40%_SKYLIGHTRATIO40%_3Dview.png | WIDTH30_LENGTH60_HIGHT16_ORIENTATION180_WINDOWSRATIO40%_SKYLIGHTRATIO40%.json
50 | 60 | 16 | 270 | 30% | 40% | 12000 | 38 | 28 | 0.79333 | 0.19833 | 48.0394 | 0.7352 | 48.7746 | WIDTH40_LENGTH60_HIGHT16_ORIENTATION180_WINDOWSRATIO40%_SKYLIGHTRATIO40%_3Dview.png | WIDTH40_LENGTH60_HIGHT16_ORIENTATION180_WINDOWSRATIO40%_SKYLIGHTRATIO40%.json
60 | 50 | 16 | 315 | 30% | 40% | 12000 | 28 | 38 | 0.79333 | 0.19833 | 47.9216 | 0.79911 | 48.7207 | WIDTH50_LENGTH60_HIGHT16_ORIENTATION180_WINDOWSRATIO40%_SKYLIGHTRATIO40%_3Dview.png | WIDTH50_LENGTH60_HIGHT16_ORIENTATION180_WINDOWSRATIO40%_SKYLIGHTRATIO40%.json
50 | 60 | 16 | 315 | 30% | 40% | 12000 | 38 | 28 | 0.79333 | 0.19833 | 47.9108 | 0.80382 | 48.7146 | WIDTH60_LENGTH60_HIGHT16_ORIENTATION180_WINDOWSRATIO40%_SKYLIGHTRATIO40%_3Dview.png | WIDTH60_LENGTH60_HIGHT16_ORIENTATION180_WINDOWSRATIO40%_SKYLIGHTRATIO40%.json
60 | 50 | 16 | 0 | 40% | 40% | 12000 | 28 | 38 | 0.79333 | 0.19833 | 48.4535 | 0.62823 | 49.0817 | WIDTH30_LENGTH30_HIGHT8_ORIENTATION225_WINDOWSRATIO40%_SKYLIGHTRATIO40%_3Dview.png | WIDTH30_LENGTH30_HIGHT8_ORIENTATION225_WINDOWSRATIO40%_SKYLIGHTRATIO40%.json
50 | 60 | 16 | 0 | 40% | 40% | 12000 | 38 | 28 | 0.79333 | 0.19833 | 48.4283 | 0.64435 | 49.0727 | WIDTH40_LENGTH30_HIGHT8_ORIENTATION225_WINDOWSRATIO40%_SKYLIGHTRATIO40%_3Dview.png | WIDTH40_LENGTH30_HIGHT8_ORIENTATION225_WINDOWSRATIO40%_SKYLIGHTRATIO40%.json
60 | 50 | 16 | 45 | 40% | 40% | 12000 | 28 | 38 | 0.79333 | 0.19833 | 48.3335 | 0.68606 | 49.0195 | WIDTH50_LENGTH30_HIGHT8_ORIENTATION225_WINDOWSRATIO40%_SKYLIGHTRATIO40%_3Dview.png | WIDTH50_LENGTH30_HIGHT8_ORIENTATION225_WINDOWSRATIO40%_SKYLIGHTRATIO40%.json
50 | 60 | 16 | 45 | 40% | 40% | 12000 | 38 | 28 | 0.79333 | 0.19833 | 48.3393 | 0.68388 | 49.0232 | WIDTH60_LENGTH30_HIGHT8_ORIENTATION225_WINDOWSRATIO40%_SKYLIGHTRATIO40%_3Dview.png | WIDTH60_LENGTH30_HIGHT8_ORIENTATION225_WINDOWSRATIO40%_SKYLIGHTRATIO40%.json
60 | 50 | 16 | 90 | 40% | 40% | 12000 | 28 | 38 | 0.79333 | 0.19833 | 48.428 | 0.64395 | 49.072 | WIDTH30_LENGTH40_HIGHT8_ORIENTATION225_WINDOWSRATIO40%_SKYLIGHTRATIO40%_3Dview.png | WIDTH30_LENGTH40_HIGHT8_ORIENTATION225_WINDOWSRATIO40%_SKYLIGHTRATIO40%.json
50 | 60 | 16 | 90 | 40% | 40% | 12000 | 38 | 28 | 0.79333 | 0.19833 | 48.4544 | 0.62668 | 49.0811 | WIDTH40_LENGTH40_HIGHT8_ORIENTATION225_WINDOWSRATIO40%_SKYLIGHTRATIO40%_3Dview.png | WIDTH40_LENGTH40_HIGHT8_ORIENTATION225_WINDOWSRATIO40%_SKYLIGHTRATIO40%.json
60 | 50 | 16 | 135 | 40% | 40% | 12000 | 28 | 38 | 0.79333 | 0.19833 | 48.3195 | 0.69374 | 49.0132 | WIDTH50_LENGTH40_HIGHT8_ORIENTATION225_WINDOWSRATIO40%_SKYLIGHTRATIO40%_3Dview.png | WIDTH50_LENGTH40_HIGHT8_ORIENTATION225_WINDOWSRATIO40%_SKYLIGHTRATIO40%.json
50 | 60 | 16 | 135 | 40% | 40% | 12000 | 38 | 28 | 0.79333 | 0.19833 | 48.3113 | 0.69839 | 49.0097 | WIDTH60_LENGTH40_HIGHT8_ORIENTATION225_WINDOWSRATIO40%_SKYLIGHTRATIO40%_3Dview.png | WIDTH60_LENGTH40_HIGHT8_ORIENTATION225_WINDOWSRATIO40%_SKYLIGHTRATIO40%.json
60 | 50 | 16 | 180 | 40% | 40% | 12000 | 28 | 38 | 0.79333 | 0.19833 | 48.4535 | 0.62823 | 49.0817 | WIDTH30_LENGTH50_HIGHT8_ORIENTATION225_WINDOWSRATIO40%_SKYLIGHTRATIO40%_3Dview.png | WIDTH30_LENGTH50_HIGHT8_ORIENTATION225_WINDOWSRATIO40%_SKYLIGHTRATIO40%.json
50 | 60 | 16 | 180 | 40% | 40% | 12000 | 38 | 28 | 0.79333 | 0.19833 | 48.4283 | 0.64435 | 49.0727 | WIDTH40_LENGTH50_HIGHT8_ORIENTATION225_WINDOWSRATIO40%_SKYLIGHTRATIO40%_3Dview.png | WIDTH40_LENGTH50_HIGHT8_ORIENTATION225_WINDOWSRATIO40%_SKYLIGHTRATIO40%.json
60 | 50 | 16 | 225 | 40% | 40% | 12000 | 28 | 38 | 0.79333 | 0.19833 | 48.3286 | 0.68888 | 49.0175 | WIDTH50_LENGTH50_HIGHT8_ORIENTATION225_WINDOWSRATIO40%_SKYLIGHTRATIO40%_3Dview.png | WIDTH50_LENGTH50_HIGHT8_ORIENTATION225_WINDOWSRATIO40%_SKYLIGHTRATIO40%.json
50 | 60 | 16 | 225 | 40% | 40% | 12000 | 38 | 28 | 0.79333 | 0.19833 | 48.3393 | 0.68388 | 49.0232 | WIDTH60_LENGTH50_HIGHT8_ORIENTATION225_WINDOWSRATIO40%_SKYLIGHTRATIO40%_3Dview.png | WIDTH60_LENGTH50_HIGHT8_ORIENTATION225_WINDOWSRATIO40%_SKYLIGHTRATIO40%.json
60 | 50 | 16 | 270 | 40% | 40% | 12000 | 28 | 38 | 0.79333 | 0.19833 | 48.428 | 0.64395 | 49.072 | WIDTH30_LENGTH60_HIGHT8_ORIENTATION225_WINDOWSRATIO40%_SKYLIGHTRATIO40%_3Dview.png | WIDTH30_LENGTH60_HIGHT8_ORIENTATION225_WINDOWSRATIO40%_SKYLIGHTRATIO40%.json
50 | 60 | 16 | 270 | 40% | 40% | 12000 | 38 | 28 | 0.79333 | 0.19833 | 48.4544 | 0.62668 | 49.0811 | WIDTH40_LENGTH60_HIGHT8_ORIENTATION225_WINDOWSRATIO40%_SKYLIGHTRATIO40%_3Dview.png | WIDTH40_LENGTH60_HIGHT8_ORIENTATION225_WINDOWSRATIO40%_SKYLIGHTRATIO40%.json
60 | 50 | 16 | 315 | 40% | 40% | 12000 | 28 | 38 | 0.79333 | 0.19833 | 48.3288 | 0.68951 | 49.0183 | WIDTH50_LENGTH60_HIGHT8_ORIENTATION225_WINDOWSRATIO40%_SKYLIGHTRATIO40%_3Dview.png | WIDTH50_LENGTH60_HIGHT8_ORIENTATION225_WINDOWSRATIO40%_SKYLIGHTRATIO40%.json
50 | 60 | 16 | 315 | 40% | 40% | 12000 | 38 | 28 | 0.79333 | 0.19833 | 48.3171 | 0.69315 | 49.0103 | WIDTH60_LENGTH60_HIGHT8_ORIENTATION225_WINDOWSRATIO40%_SKYLIGHTRATIO40%_3Dview.png | WIDTH60_LENGTH60_HIGHT8_ORIENTATION225_WINDOWSRATIO40%_SKYLIGHTRATIO40%.json
60 | 60 | 16 | 0 | 10% | 10% | 14400 | 38 | 38 | 0.76667 | 0.19167 | 44.162 | 1.2665 | 45.4286 | WIDTH30_LENGTH30_HIGHT12_ORIENTATION225_WINDOWSRATIO40%_SKYLIGHTRATIO40%_3Dview.png | WIDTH30_LENGTH30_HIGHT12_ORIENTATION225_WINDOWSRATIO40%_SKYLIGHTRATIO40%.json
60 | 60 | 16 | 45 | 10% | 10% | 14400 | 38 | 38 | 0.76667 | 0.19167 | 44.089 | 1.3049 | 45.3938 | WIDTH40_LENGTH30_HIGHT12_ORIENTATION225_WINDOWSRATIO40%_SKYLIGHTRATIO40%_3Dview.png | WIDTH40_LENGTH30_HIGHT12_ORIENTATION225_WINDOWSRATIO40%_SKYLIGHTRATIO40%.json
60 | 60 | 16 | 90 | 10% | 10% | 14400 | 38 | 38 | 0.76667 | 0.19167 | 44.162 | 1.2659 | 45.4279 | WIDTH50_LENGTH30_HIGHT12_ORIENTATION225_WINDOWSRATIO40%_SKYLIGHTRATIO40%_3Dview.png | WIDTH50_LENGTH30_HIGHT12_ORIENTATION225_WINDOWSRATIO40%_SKYLIGHTRATIO40%.json
60 | 60 | 16 | 135 | 10% | 10% | 14400 | 38 | 38 | 0.76667 | 0.19167 | 44.0865 | 1.3057 | 45.3922 | WIDTH60_LENGTH30_HIGHT12_ORIENTATION225_WINDOWSRATIO40%_SKYLIGHTRATIO40%_3Dview.png | WIDTH60_LENGTH30_HIGHT12_ORIENTATION225_WINDOWSRATIO40%_SKYLIGHTRATIO40%.json
60 | 60 | 16 | 180 | 10% | 10% | 14400 | 38 | 38 | 0.76667 | 0.19167 | 44.162 | 1.2665 | 45.4286 | WIDTH30_LENGTH40_HIGHT12_ORIENTATION225_WINDOWSRATIO40%_SKYLIGHTRATIO40%_3Dview.png | WIDTH30_LENGTH40_HIGHT12_ORIENTATION225_WINDOWSRATIO40%_SKYLIGHTRATIO40%.json
60 | 60 | 16 | 225 | 10% | 10% | 14400 | 38 | 38 | 0.76667 | 0.19167 | 44.0873 | 1.3055 | 45.3928 | WIDTH40_LENGTH40_HIGHT12_ORIENTATION225_WINDOWSRATIO40%_SKYLIGHTRATIO40%_3Dview.png | WIDTH40_LENGTH40_HIGHT12_ORIENTATION225_WINDOWSRATIO40%_SKYLIGHTRATIO40%.json
60 | 60 | 16 | 270 | 10% | 10% | 14400 | 38 | 38 | 0.76667 | 0.19167 | 44.162 | 1.2659 | 45.4279 | WIDTH50_LENGTH40_HIGHT12_ORIENTATION225_WINDOWSRATIO40%_SKYLIGHTRATIO40%_3Dview.png | WIDTH50_LENGTH40_HIGHT12_ORIENTATION225_WINDOWSRATIO40%_SKYLIGHTRATIO40%.json
60 | 60 | 16 | 315 | 10% | 10% | 14400 | 38 | 38 | 0.76667 | 0.19167 | 44.0863 | 1.3058 | 45.3921 | WIDTH60_LENGTH40_HIGHT12_ORIENTATION225_WINDOWSRATIO40%_SKYLIGHTRATIO40%_3Dview.png | WIDTH60_LENGTH40_HIGHT12_ORIENTATION225_WINDOWSRATIO40%_SKYLIGHTRATIO40%.json
60 | 60 | 16 | 0 | 20% | 10% | 14400 | 38 | 38 | 0.76667 | 0.19167 | 44.8774 | 1.0975 | 45.9749 | WIDTH30_LENGTH50_HIGHT12_ORIENTATION225_WINDOWSRATIO40%_SKYLIGHTRATIO40%_3Dview.png | WIDTH30_LENGTH50_HIGHT12_ORIENTATION225_WINDOWSRATIO40%_SKYLIGHTRATIO40%.json
60 | 60 | 16 | 45 | 20% | 10% | 14400 | 38 | 38 | 0.76667 | 0.19167 | 44.7889 | 1.1447 | 45.9336 | WIDTH40_LENGTH50_HIGHT12_ORIENTATION225_WINDOWSRATIO40%_SKYLIGHTRATIO40%_3Dview.png | WIDTH40_LENGTH50_HIGHT12_ORIENTATION225_WINDOWSRATIO40%_SKYLIGHTRATIO40%.json
60 | 60 | 16 | 90 | 20% | 10% | 14400 | 38 | 38 | 0.76667 | 0.19167 | 44.8772 | 1.0969 | 45.9741 | WIDTH50_LENGTH50_HIGHT12_ORIENTATION225_WINDOWSRATIO40%_SKYLIGHTRATIO40%_3Dview.png | WIDTH50_LENGTH50_HIGHT12_ORIENTATION225_WINDOWSRATIO40%_SKYLIGHTRATIO40%.json
60 | 60 | 16 | 135 | 20% | 10% | 14400 | 38 | 38 | 0.76667 | 0.19167 | 44.7872 | 1.1454 | 45.9326 | WIDTH60_LENGTH50_HIGHT12_ORIENTATION225_WINDOWSRATIO40%_SKYLIGHTRATIO40%_3Dview.png | WIDTH60_LENGTH50_HIGHT12_ORIENTATION225_WINDOWSRATIO40%_SKYLIGHTRATIO40%.json
60 | 60 | 16 | 180 | 20% | 10% | 14400 | 38 | 38 | 0.76667 | 0.19167 | 44.8774 | 1.0975 | 45.9749 | WIDTH30_LENGTH60_HIGHT12_ORIENTATION225_WINDOWSRATIO40%_SKYLIGHTRATIO40%_3Dview.png | WIDTH30_LENGTH60_HIGHT12_ORIENTATION225_WINDOWSRATIO40%_SKYLIGHTRATIO40%.json
60 | 60 | 16 | 225 | 20% | 10% | 14400 | 38 | 38 | 0.76667 | 0.19167 | 44.7869 | 1.1452 | 45.9322 | WIDTH40_LENGTH60_HIGHT12_ORIENTATION225_WINDOWSRATIO40%_SKYLIGHTRATIO40%_3Dview.png | WIDTH40_LENGTH60_HIGHT12_ORIENTATION225_WINDOWSRATIO40%_SKYLIGHTRATIO40%.json
60 | 60 | 16 | 270 | 20% | 10% | 14400 | 38 | 38 | 0.76667 | 0.19167 | 44.8772 | 1.0969 | 45.9741 | WIDTH50_LENGTH60_HIGHT12_ORIENTATION225_WINDOWSRATIO40%_SKYLIGHTRATIO40%_3Dview.png | WIDTH50_LENGTH60_HIGHT12_ORIENTATION225_WINDOWSRATIO40%_SKYLIGHTRATIO40%.json
60 | 60 | 16 | 315 | 20% | 10% | 14400 | 38 | 38 | 0.76667 | 0.19167 | 44.7868 | 1.1456 | 45.9324 | WIDTH60_LENGTH60_HIGHT12_ORIENTATION225_WINDOWSRATIO40%_SKYLIGHTRATIO40%_3Dview.png | WIDTH60_LENGTH60_HIGHT12_ORIENTATION225_WINDOWSRATIO40%_SKYLIGHTRATIO40%.json
60 | 60 | 16 | 0 | 30% | 10% | 14400 | 38 | 38 | 0.76667 | 0.19167 | 45.4613 | 0.95609 | 46.4174 | WIDTH30_LENGTH30_HIGHT16_ORIENTATION225_WINDOWSRATIO40%_SKYLIGHTRATIO40%_3Dview.png | WIDTH30_LENGTH30_HIGHT16_ORIENTATION225_WINDOWSRATIO40%_SKYLIGHTRATIO40%.json
60 | 60 | 16 | 45 | 30% | 10% | 14400 | 38 | 38 | 0.76667 | 0.19167 | 45.3603 | 1.0076 | 46.3679 | WIDTH40_LENGTH30_HIGHT16_ORIENTATION225_WINDOWSRATIO40%_SKYLIGHTRATIO40%_3Dview.png | WIDTH40_LENGTH30_HIGHT16_ORIENTATION225_WINDOWSRATIO40%_SKYLIGHTRATIO40%.json
60 | 60 | 16 | 90 | 30% | 10% | 14400 | 38 | 38 | 0.76667 | 0.19167 | 45.46 | 0.9554 | 46.4154 | WIDTH50_LENGTH30_HIGHT16_ORIENTATION225_WINDOWSRATIO40%_SKYLIGHTRATIO40%_3Dview.png | WIDTH50_LENGTH30_HIGHT16_ORIENTATION225_WINDOWSRATIO40%_SKYLIGHTRATIO40%.json
60 | 60 | 16 | 135 | 30% | 10% | 14400 | 38 | 38 | 0.76667 | 0.19167 | 45.3583 | 1.0083 | 46.3666 | WIDTH60_LENGTH30_HIGHT16_ORIENTATION225_WINDOWSRATIO40%_SKYLIGHTRATIO40%_3Dview.png | WIDTH60_LENGTH30_HIGHT16_ORIENTATION225_WINDOWSRATIO40%_SKYLIGHTRATIO40%.json
60 | 60 | 16 | 180 | 30% | 10% | 14400 | 38 | 38 | 0.76667 | 0.19167 | 45.4613 | 0.95609 | 46.4174 | WIDTH30_LENGTH40_HIGHT16_ORIENTATION225_WINDOWSRATIO40%_SKYLIGHTRATIO40%_3Dview.png | WIDTH30_LENGTH40_HIGHT16_ORIENTATION225_WINDOWSRATIO40%_SKYLIGHTRATIO40%.json
60 | 60 | 16 | 225 | 30% | 10% | 14400 | 38 | 38 | 0.76667 | 0.19167 | 45.3592 | 1.0081 | 46.3673 | WIDTH40_LENGTH40_HIGHT16_ORIENTATION225_WINDOWSRATIO40%_SKYLIGHTRATIO40%_3Dview.png | WIDTH40_LENGTH40_HIGHT16_ORIENTATION225_WINDOWSRATIO40%_SKYLIGHTRATIO40%.json
60 | 60 | 16 | 270 | 30% | 10% | 14400 | 38 | 38 | 0.76667 | 0.19167 | 45.46 | 0.9554 | 46.4154 | WIDTH50_LENGTH40_HIGHT16_ORIENTATION225_WINDOWSRATIO40%_SKYLIGHTRATIO40%_3Dview.png | WIDTH50_LENGTH40_HIGHT16_ORIENTATION225_WINDOWSRATIO40%_SKYLIGHTRATIO40%.json
60 | 60 | 16 | 315 | 30% | 10% | 14400 | 38 | 38 | 0.76667 | 0.19167 | 45.3579 | 1.0085 | 46.3664 | WIDTH60_LENGTH40_HIGHT16_ORIENTATION225_WINDOWSRATIO40%_SKYLIGHTRATIO40%_3Dview.png | WIDTH60_LENGTH40_HIGHT16_ORIENTATION225_WINDOWSRATIO40%_SKYLIGHTRATIO40%.json
60 | 60 | 16 | 0 | 40% | 10% | 14400 | 38 | 38 | 0.76667 | 0.19167 | 45.9176 | 0.83612 | 46.7537 | WIDTH30_LENGTH50_HIGHT16_ORIENTATION225_WINDOWSRATIO40%_SKYLIGHTRATIO40%_3Dview.png | WIDTH30_LENGTH50_HIGHT16_ORIENTATION225_WINDOWSRATIO40%_SKYLIGHTRATIO40%.json
60 | 60 | 16 | 45 | 40% | 10% | 14400 | 38 | 38 | 0.76667 | 0.19167 | 45.8086 | 0.89373 | 46.7023 | WIDTH40_LENGTH50_HIGHT16_ORIENTATION225_WINDOWSRATIO40%_SKYLIGHTRATIO40%_3Dview.png | WIDTH40_LENGTH50_HIGHT16_ORIENTATION225_WINDOWSRATIO40%_SKYLIGHTRATIO40%.json
60 | 60 | 16 | 90 | 40% | 10% | 14400 | 38 | 38 | 0.76667 | 0.19167 | 45.9168 | 0.83547 | 46.7523 | WIDTH50_LENGTH50_HIGHT16_ORIENTATION225_WINDOWSRATIO40%_SKYLIGHTRATIO40%_3Dview.png | WIDTH50_LENGTH50_HIGHT16_ORIENTATION225_WINDOWSRATIO40%_SKYLIGHTRATIO40%.json
60 | 60 | 16 | 135 | 40% | 10% | 14400 | 38 | 38 | 0.76667 | 0.19167 | 45.8068 | 0.89387 | 46.7007 | WIDTH60_LENGTH50_HIGHT16_ORIENTATION225_WINDOWSRATIO40%_SKYLIGHTRATIO40%_3Dview.png | WIDTH60_LENGTH50_HIGHT16_ORIENTATION225_WINDOWSRATIO40%_SKYLIGHTRATIO40%.json
60 | 60 | 16 | 180 | 40% | 10% | 14400 | 38 | 38 | 0.76667 | 0.19167 | 45.9176 | 0.83612 | 46.7537 | WIDTH30_LENGTH60_HIGHT16_ORIENTATION225_WINDOWSRATIO40%_SKYLIGHTRATIO40%_3Dview.png | WIDTH30_LENGTH60_HIGHT16_ORIENTATION225_WINDOWSRATIO40%_SKYLIGHTRATIO40%.json
60 | 60 | 16 | 225 | 40% | 10% | 14400 | 38 | 38 | 0.76667 | 0.19167 | 45.8076 | 0.89418 | 46.7018 | WIDTH40_LENGTH60_HIGHT16_ORIENTATION225_WINDOWSRATIO40%_SKYLIGHTRATIO40%_3Dview.png | WIDTH40_LENGTH60_HIGHT16_ORIENTATION225_WINDOWSRATIO40%_SKYLIGHTRATIO40%.json
60 | 60 | 16 | 270 | 40% | 10% | 14400 | 38 | 38 | 0.76667 | 0.19167 | 45.9168 | 0.83547 | 46.7523 | WIDTH50_LENGTH60_HIGHT16_ORIENTATION225_WINDOWSRATIO40%_SKYLIGHTRATIO40%_3Dview.png | WIDTH50_LENGTH60_HIGHT16_ORIENTATION225_WINDOWSRATIO40%_SKYLIGHTRATIO40%.json
60 | 60 | 16 | 315 | 40% | 10% | 14400 | 38 | 38 | 0.76667 | 0.19167 | 45.8064 | 0.89402 | 46.7004 | WIDTH60_LENGTH60_HIGHT16_ORIENTATION225_WINDOWSRATIO40%_SKYLIGHTRATIO40%_3Dview.png | WIDTH60_LENGTH60_HIGHT16_ORIENTATION225_WINDOWSRATIO40%_SKYLIGHTRATIO40%.json
60 | 60 | 16 | 0 | 10% | 20% | 14400 | 38 | 38 | 0.76667 | 0.19167 | 44.6033 | 1.167 | 45.7703 | WIDTH30_LENGTH30_HIGHT8_ORIENTATION270_WINDOWSRATIO40%_SKYLIGHTRATIO40%_3Dview.png | WIDTH30_LENGTH30_HIGHT8_ORIENTATION270_WINDOWSRATIO40%_SKYLIGHTRATIO40%.json
60 | 60 | 16 | 45 | 10% | 20% | 14400 | 38 | 38 | 0.76667 | 0.19167 | 44.5329 | 1.2034 | 45.7363 | WIDTH40_LENGTH30_HIGHT8_ORIENTATION270_WINDOWSRATIO40%_SKYLIGHTRATIO40%_3Dview.png | WIDTH40_LENGTH30_HIGHT8_ORIENTATION270_WINDOWSRATIO40%_SKYLIGHTRATIO40%.json
60 | 60 | 16 | 90 | 10% | 20% | 14400 | 38 | 38 | 0.76667 | 0.19167 | 44.6037 | 1.1662 | 45.7699 | WIDTH50_LENGTH30_HIGHT8_ORIENTATION270_WINDOWSRATIO40%_SKYLIGHTRATIO40%_3Dview.png | WIDTH50_LENGTH30_HIGHT8_ORIENTATION270_WINDOWSRATIO40%_SKYLIGHTRATIO40%.json
60 | 60 | 16 | 135 | 10% | 20% | 14400 | 38 | 38 | 0.76667 | 0.19167 | 44.5205 | 1.2072 | 45.7277 | WIDTH60_LENGTH30_HIGHT8_ORIENTATION270_WINDOWSRATIO40%_SKYLIGHTRATIO40%_3Dview.png | WIDTH60_LENGTH30_HIGHT8_ORIENTATION270_WINDOWSRATIO40%_SKYLIGHTRATIO40%.json
60 | 60 | 16 | 180 | 10% | 20% | 14400 | 38 | 38 | 0.76667 | 0.19167 | 44.6033 | 1.167 | 45.7703 | WIDTH30_LENGTH40_HIGHT8_ORIENTATION270_WINDOWSRATIO40%_SKYLIGHTRATIO40%_3Dview.png | WIDTH30_LENGTH40_HIGHT8_ORIENTATION270_WINDOWSRATIO40%_SKYLIGHTRATIO40%.json
60 | 60 | 16 | 225 | 10% | 20% | 14400 | 38 | 38 | 0.76667 | 0.19167 | 44.5211 | 1.207 | 45.7281 | WIDTH40_LENGTH40_HIGHT8_ORIENTATION270_WINDOWSRATIO40%_SKYLIGHTRATIO40%_3Dview.png | WIDTH40_LENGTH40_HIGHT8_ORIENTATION270_WINDOWSRATIO40%_SKYLIGHTRATIO40%.json
60 | 60 | 16 | 270 | 10% | 20% | 14400 | 38 | 38 | 0.76667 | 0.19167 | 44.6037 | 1.1662 | 45.7699 | WIDTH50_LENGTH40_HIGHT8_ORIENTATION270_WINDOWSRATIO40%_SKYLIGHTRATIO40%_3Dview.png | WIDTH50_LENGTH40_HIGHT8_ORIENTATION270_WINDOWSRATIO40%_SKYLIGHTRATIO40%.json
60 | 60 | 16 | 315 | 10% | 20% | 14400 | 38 | 38 | 0.76667 | 0.19167 | 44.5238 | 1.2074 | 45.7312 | WIDTH60_LENGTH40_HIGHT8_ORIENTATION270_WINDOWSRATIO40%_SKYLIGHTRATIO40%_3Dview.png | WIDTH60_LENGTH40_HIGHT8_ORIENTATION270_WINDOWSRATIO40%_SKYLIGHTRATIO40%.json
60 | 60 | 16 | 0 | 20% | 20% | 14400 | 38 | 38 | 0.76667 | 0.19167 | 45.2704 | 1.0031 | 46.2736 | WIDTH30_LENGTH50_HIGHT8_ORIENTATION270_WINDOWSRATIO40%_SKYLIGHTRATIO40%_3Dview.png | WIDTH30_LENGTH50_HIGHT8_ORIENTATION270_WINDOWSRATIO40%_SKYLIGHTRATIO40%.json
60 | 60 | 16 | 45 | 20% | 20% | 14400 | 38 | 38 | 0.76667 | 0.19167 | 45.185 | 1.0476 | 46.2326 | WIDTH40_LENGTH50_HIGHT8_ORIENTATION270_WINDOWSRATIO40%_SKYLIGHTRATIO40%_3Dview.png | WIDTH40_LENGTH50_HIGHT8_ORIENTATION270_WINDOWSRATIO40%_SKYLIGHTRATIO40%.json
60 | 60 | 16 | 90 | 20% | 20% | 14400 | 38 | 38 | 0.76667 | 0.19167 | 45.2709 | 1.0025 | 46.2734 | WIDTH50_LENGTH50_HIGHT8_ORIENTATION270_WINDOWSRATIO40%_SKYLIGHTRATIO40%_3Dview.png | WIDTH50_LENGTH50_HIGHT8_ORIENTATION270_WINDOWSRATIO40%_SKYLIGHTRATIO40%.json
60 | 60 | 16 | 135 | 20% | 20% | 14400 | 38 | 38 | 0.76667 | 0.19167 | 45.174 | 1.0512 | 46.2252 | WIDTH60_LENGTH50_HIGHT8_ORIENTATION270_WINDOWSRATIO40%_SKYLIGHTRATIO40%_3Dview.png | WIDTH60_LENGTH50_HIGHT8_ORIENTATION270_WINDOWSRATIO40%_SKYLIGHTRATIO40%.json
60 | 60 | 16 | 180 | 20% | 20% | 14400 | 38 | 38 | 0.76667 | 0.19167 | 45.2704 | 1.0031 | 46.2736 | WIDTH30_LENGTH60_HIGHT8_ORIENTATION270_WINDOWSRATIO40%_SKYLIGHTRATIO40%_3Dview.png | WIDTH30_LENGTH60_HIGHT8_ORIENTATION270_WINDOWSRATIO40%_SKYLIGHTRATIO40%.json
60 | 60 | 16 | 225 | 20% | 20% | 14400 | 38 | 38 | 0.76667 | 0.19167 | 45.1748 | 1.051 | 46.2257 | WIDTH40_LENGTH60_HIGHT8_ORIENTATION270_WINDOWSRATIO40%_SKYLIGHTRATIO40%_3Dview.png | WIDTH40_LENGTH60_HIGHT8_ORIENTATION270_WINDOWSRATIO40%_SKYLIGHTRATIO40%.json
60 | 60 | 16 | 270 | 20% | 20% | 14400 | 38 | 38 | 0.76667 | 0.19167 | 45.2709 | 1.0025 | 46.2734 | WIDTH50_LENGTH60_HIGHT8_ORIENTATION270_WINDOWSRATIO40%_SKYLIGHTRATIO40%_3Dview.png | WIDTH50_LENGTH60_HIGHT8_ORIENTATION270_WINDOWSRATIO40%_SKYLIGHTRATIO40%.json
60 | 60 | 16 | 315 | 20% | 20% | 14400 | 38 | 38 | 0.76667 | 0.19167 | 45.1761 | 1.0515 | 46.2276 | WIDTH60_LENGTH60_HIGHT8_ORIENTATION270_WINDOWSRATIO40%_SKYLIGHTRATIO40%_3Dview.png | WIDTH60_LENGTH60_HIGHT8_ORIENTATION270_WINDOWSRATIO40%_SKYLIGHTRATIO40%.json
60 | 60 | 16 | 0 | 30% | 20% | 14400 | 38 | 38 | 0.76667 | 0.19167 | 45.8088 | 0.86777 | 46.6766 | WIDTH30_LENGTH30_HIGHT12_ORIENTATION270_WINDOWSRATIO40%_SKYLIGHTRATIO40%_3Dview.png | WIDTH30_LENGTH30_HIGHT12_ORIENTATION270_WINDOWSRATIO40%_SKYLIGHTRATIO40%.json
60 | 60 | 16 | 45 | 30% | 20% | 14400 | 38 | 38 | 0.76667 | 0.19167 | 45.7109 | 0.91992 | 46.6309 | WIDTH40_LENGTH30_HIGHT12_ORIENTATION270_WINDOWSRATIO40%_SKYLIGHTRATIO40%_3Dview.png | WIDTH40_LENGTH30_HIGHT12_ORIENTATION270_WINDOWSRATIO40%_SKYLIGHTRATIO40%.json
60 | 60 | 16 | 90 | 30% | 20% | 14400 | 38 | 38 | 0.76667 | 0.19167 | 45.8096 | 0.86791 | 46.6775 | WIDTH50_LENGTH30_HIGHT12_ORIENTATION270_WINDOWSRATIO40%_SKYLIGHTRATIO40%_3Dview.png | WIDTH50_LENGTH30_HIGHT12_ORIENTATION270_WINDOWSRATIO40%_SKYLIGHTRATIO40%.json
60 | 60 | 16 | 135 | 30% | 20% | 14400 | 38 | 38 | 0.76667 | 0.19167 | 45.7021 | 0.92178 | 46.6239 | WIDTH60_LENGTH30_HIGHT12_ORIENTATION270_WINDOWSRATIO40%_SKYLIGHTRATIO40%_3Dview.png | WIDTH60_LENGTH30_HIGHT12_ORIENTATION270_WINDOWSRATIO40%_SKYLIGHTRATIO40%.json
60 | 60 | 16 | 180 | 30% | 20% | 14400 | 38 | 38 | 0.76667 | 0.19167 | 45.8088 | 0.86777 | 46.6766 | WIDTH30_LENGTH40_HIGHT12_ORIENTATION270_WINDOWSRATIO40%_SKYLIGHTRATIO40%_3Dview.png | WIDTH30_LENGTH40_HIGHT12_ORIENTATION270_WINDOWSRATIO40%_SKYLIGHTRATIO40%.json
60 | 60 | 16 | 225 | 30% | 20% | 14400 | 38 | 38 | 0.76667 | 0.19167 | 45.703 | 0.92155 | 46.6246 | WIDTH40_LENGTH40_HIGHT12_ORIENTATION270_WINDOWSRATIO40%_SKYLIGHTRATIO40%_3Dview.png | WIDTH40_LENGTH40_HIGHT12_ORIENTATION270_WINDOWSRATIO40%_SKYLIGHTRATIO40%.json
60 | 60 | 16 | 270 | 30% | 20% | 14400 | 38 | 38 | 0.76667 | 0.19167 | 45.8096 | 0.86791 | 46.6775 | WIDTH50_LENGTH40_HIGHT12_ORIENTATION270_WINDOWSRATIO40%_SKYLIGHTRATIO40%_3Dview.png | WIDTH50_LENGTH40_HIGHT12_ORIENTATION270_WINDOWSRATIO40%_SKYLIGHTRATIO40%.json
60 | 60 | 16 | 315 | 30% | 20% | 14400 | 38 | 38 | 0.76667 | 0.19167 | 45.7034 | 0.92205 | 46.6254 | WIDTH60_LENGTH40_HIGHT12_ORIENTATION270_WINDOWSRATIO40%_SKYLIGHTRATIO40%_3Dview.png | WIDTH60_LENGTH40_HIGHT12_ORIENTATION270_WINDOWSRATIO40%_SKYLIGHTRATIO40%.json
60 | 60 | 16 | 0 | 40% | 20% | 14400 | 38 | 38 | 0.76667 | 0.19167 | 46.233 | 0.75649 | 46.9895 | WIDTH30_LENGTH50_HIGHT12_ORIENTATION270_WINDOWSRATIO40%_SKYLIGHTRATIO40%_3Dview.png | WIDTH30_LENGTH50_HIGHT12_ORIENTATION270_WINDOWSRATIO40%_SKYLIGHTRATIO40%.json
60 | 60 | 16 | 45 | 40% | 20% | 14400 | 38 | 38 | 0.76667 | 0.19167 | 46.1303 | 0.8062 | 46.9365 | WIDTH40_LENGTH50_HIGHT12_ORIENTATION270_WINDOWSRATIO40%_SKYLIGHTRATIO40%_3Dview.png | WIDTH40_LENGTH50_HIGHT12_ORIENTATION270_WINDOWSRATIO40%_SKYLIGHTRATIO40%.json
60 | 60 | 16 | 90 | 40% | 20% | 14400 | 38 | 38 | 0.76667 | 0.19167 | 46.2337 | 0.75563 | 46.9893 | WIDTH50_LENGTH50_HIGHT12_ORIENTATION270_WINDOWSRATIO40%_SKYLIGHTRATIO40%_3Dview.png | WIDTH50_LENGTH50_HIGHT12_ORIENTATION270_WINDOWSRATIO40%_SKYLIGHTRATIO40%.json
60 | 60 | 16 | 135 | 40% | 20% | 14400 | 38 | 38 | 0.76667 | 0.19167 | 46.1215 | 0.80881 | 46.9303 | WIDTH60_LENGTH50_HIGHT12_ORIENTATION270_WINDOWSRATIO40%_SKYLIGHTRATIO40%_3Dview.png | WIDTH60_LENGTH50_HIGHT12_ORIENTATION270_WINDOWSRATIO40%_SKYLIGHTRATIO40%.json
60 | 60 | 16 | 180 | 40% | 20% | 14400 | 38 | 38 | 0.76667 | 0.19167 | 46.233 | 0.75649 | 46.9895 | WIDTH30_LENGTH60_HIGHT12_ORIENTATION270_WINDOWSRATIO40%_SKYLIGHTRATIO40%_3Dview.png | WIDTH30_LENGTH60_HIGHT12_ORIENTATION270_WINDOWSRATIO40%_SKYLIGHTRATIO40%.json
60 | 60 | 16 | 225 | 40% | 20% | 14400 | 38 | 38 | 0.76667 | 0.19167 | 46.122 | 0.80864 | 46.9307 | WIDTH40_LENGTH60_HIGHT12_ORIENTATION270_WINDOWSRATIO40%_SKYLIGHTRATIO40%_3Dview.png | WIDTH40_LENGTH60_HIGHT12_ORIENTATION270_WINDOWSRATIO40%_SKYLIGHTRATIO40%.json
60 | 60 | 16 | 270 | 40% | 20% | 14400 | 38 | 38 | 0.76667 | 0.19167 | 46.2337 | 0.75563 | 46.9893 | WIDTH50_LENGTH60_HIGHT12_ORIENTATION270_WINDOWSRATIO40%_SKYLIGHTRATIO40%_3Dview.png | WIDTH50_LENGTH60_HIGHT12_ORIENTATION270_WINDOWSRATIO40%_SKYLIGHTRATIO40%.json
60 | 60 | 16 | 315 | 40% | 20% | 14400 | 38 | 38 | 0.76667 | 0.19167 | 46.1217 | 0.80923 | 46.9309 | WIDTH60_LENGTH60_HIGHT12_ORIENTATION270_WINDOWSRATIO40%_SKYLIGHTRATIO40%_3Dview.png | WIDTH60_LENGTH60_HIGHT12_ORIENTATION270_WINDOWSRATIO40%_SKYLIGHTRATIO40%.json
60 | 60 | 16 | 0 | 10% | 30% | 14400 | 38 | 38 | 0.76667 | 0.19167 | 46.9426 | 1.0859 | 48.0285 | WIDTH30_LENGTH30_HIGHT16_ORIENTATION270_WINDOWSRATIO40%_SKYLIGHTRATIO40%_3Dview.png | WIDTH30_LENGTH30_HIGHT16_ORIENTATION270_WINDOWSRATIO40%_SKYLIGHTRATIO40%.json
60 | 60 | 16 | 45 | 10% | 30% | 14400 | 38 | 38 | 0.76667 | 0.19167 | 46.8734 | 1.1223 | 47.9957 | WIDTH40_LENGTH30_HIGHT16_ORIENTATION270_WINDOWSRATIO40%_SKYLIGHTRATIO40%_3Dview.png | WIDTH40_LENGTH30_HIGHT16_ORIENTATION270_WINDOWSRATIO40%_SKYLIGHTRATIO40%.json
60 | 60 | 16 | 90 | 10% | 30% | 14400 | 38 | 38 | 0.76667 | 0.19167 | 46.9422 | 1.0862 | 48.0284 | WIDTH50_LENGTH30_HIGHT16_ORIENTATION270_WINDOWSRATIO40%_SKYLIGHTRATIO40%_3Dview.png | WIDTH50_LENGTH30_HIGHT16_ORIENTATION270_WINDOWSRATIO40%_SKYLIGHTRATIO40%.json
60 | 60 | 16 | 135 | 10% | 30% | 14400 | 38 | 38 | 0.76667 | 0.19167 | 46.853 | 1.129 | 47.9819 | WIDTH60_LENGTH30_HIGHT16_ORIENTATION270_WINDOWSRATIO40%_SKYLIGHTRATIO40%_3Dview.png | WIDTH60_LENGTH30_HIGHT16_ORIENTATION270_WINDOWSRATIO40%_SKYLIGHTRATIO40%.json
60 | 60 | 16 | 180 | 10% | 30% | 14400 | 38 | 38 | 0.76667 | 0.19167 | 46.9426 | 1.0859 | 48.0285 | WIDTH30_LENGTH40_HIGHT16_ORIENTATION270_WINDOWSRATIO40%_SKYLIGHTRATIO40%_3Dview.png | WIDTH30_LENGTH40_HIGHT16_ORIENTATION270_WINDOWSRATIO40%_SKYLIGHTRATIO40%.json
60 | 60 | 16 | 225 | 10% | 30% | 14400 | 38 | 38 | 0.76667 | 0.19167 | 46.8689 | 1.1235 | 47.9924 | WIDTH40_LENGTH40_HIGHT16_ORIENTATION270_WINDOWSRATIO40%_SKYLIGHTRATIO40%_3Dview.png | WIDTH40_LENGTH40_HIGHT16_ORIENTATION270_WINDOWSRATIO40%_SKYLIGHTRATIO40%.json
60 | 60 | 16 | 270 | 10% | 30% | 14400 | 38 | 38 | 0.76667 | 0.19167 | 46.9422 | 1.0862 | 48.0284 | WIDTH50_LENGTH40_HIGHT16_ORIENTATION270_WINDOWSRATIO40%_SKYLIGHTRATIO40%_3Dview.png | WIDTH50_LENGTH40_HIGHT16_ORIENTATION270_WINDOWSRATIO40%_SKYLIGHTRATIO40%.json
60 | 60 | 16 | 315 | 10% | 30% | 14400 | 38 | 38 | 0.76667 | 0.19167 | 46.8561 | 1.128 | 47.9841 | WIDTH60_LENGTH40_HIGHT16_ORIENTATION270_WINDOWSRATIO40%_SKYLIGHTRATIO40%_3Dview.png | WIDTH60_LENGTH40_HIGHT16_ORIENTATION270_WINDOWSRATIO40%_SKYLIGHTRATIO40%.json
60 | 60 | 16 | 0 | 20% | 30% | 14400 | 38 | 38 | 0.76667 | 0.19167 | 47.5704 | 0.9325 | 48.5029 | WIDTH30_LENGTH50_HIGHT16_ORIENTATION270_WINDOWSRATIO40%_SKYLIGHTRATIO40%_3Dview.png | WIDTH30_LENGTH50_HIGHT16_ORIENTATION270_WINDOWSRATIO40%_SKYLIGHTRATIO40%.json
60 | 60 | 16 | 45 | 20% | 30% | 14400 | 38 | 38 | 0.76667 | 0.19167 | 47.4899 | 0.97325 | 48.4631 | WIDTH40_LENGTH50_HIGHT16_ORIENTATION270_WINDOWSRATIO40%_SKYLIGHTRATIO40%_3Dview.png | WIDTH40_LENGTH50_HIGHT16_ORIENTATION270_WINDOWSRATIO40%_SKYLIGHTRATIO40%.json
60 | 60 | 16 | 90 | 20% | 30% | 14400 | 38 | 38 | 0.76667 | 0.19167 | 47.5709 | 0.93178 | 48.5027 | WIDTH50_LENGTH50_HIGHT16_ORIENTATION270_WINDOWSRATIO40%_SKYLIGHTRATIO40%_3Dview.png | WIDTH50_LENGTH50_HIGHT16_ORIENTATION270_WINDOWSRATIO40%_SKYLIGHTRATIO40%.json
60 | 60 | 16 | 135 | 20% | 30% | 14400 | 38 | 38 | 0.76667 | 0.19167 | 47.4722 | 0.97946 | 48.4517 | WIDTH60_LENGTH50_HIGHT16_ORIENTATION270_WINDOWSRATIO40%_SKYLIGHTRATIO40%_3Dview.png | WIDTH60_LENGTH50_HIGHT16_ORIENTATION270_WINDOWSRATIO40%_SKYLIGHTRATIO40%.json
60 | 60 | 16 | 180 | 20% | 30% | 14400 | 38 | 38 | 0.76667 | 0.19167 | 47.5704 | 0.9325 | 48.5029 | WIDTH30_LENGTH60_HIGHT16_ORIENTATION270_WINDOWSRATIO40%_SKYLIGHTRATIO40%_3Dview.png | WIDTH30_LENGTH60_HIGHT16_ORIENTATION270_WINDOWSRATIO40%_SKYLIGHTRATIO40%.json
60 | 60 | 16 | 225 | 20% | 30% | 14400 | 38 | 38 | 0.76667 | 0.19167 | 47.486 | 0.97513 | 48.4612 | WIDTH40_LENGTH60_HIGHT16_ORIENTATION270_WINDOWSRATIO40%_SKYLIGHTRATIO40%_3Dview.png | WIDTH40_LENGTH60_HIGHT16_ORIENTATION270_WINDOWSRATIO40%_SKYLIGHTRATIO40%.json
60 | 60 | 16 | 270 | 20% | 30% | 14400 | 38 | 38 | 0.76667 | 0.19167 | 47.5709 | 0.93178 | 48.5027 | WIDTH50_LENGTH60_HIGHT16_ORIENTATION270_WINDOWSRATIO40%_SKYLIGHTRATIO40%_3Dview.png | WIDTH50_LENGTH60_HIGHT16_ORIENTATION270_WINDOWSRATIO40%_SKYLIGHTRATIO40%.json
60 | 60 | 16 | 315 | 20% | 30% | 14400 | 38 | 38 | 0.76667 | 0.19167 | 47.4748 | 0.97889 | 48.4536 | WIDTH60_LENGTH60_HIGHT16_ORIENTATION270_WINDOWSRATIO40%_SKYLIGHTRATIO40%_3Dview.png | WIDTH60_LENGTH60_HIGHT16_ORIENTATION270_WINDOWSRATIO40%_SKYLIGHTRATIO40%.json
60 | 60 | 16 | 0 | 30% | 30% | 14400 | 38 | 38 | 0.76667 | 0.19167 | 48.0812 | 0.80077 | 48.882 | WIDTH30_LENGTH30_HIGHT8_ORIENTATION315_WINDOWSRATIO40%_SKYLIGHTRATIO40%_3Dview.png | WIDTH30_LENGTH30_HIGHT8_ORIENTATION315_WINDOWSRATIO40%_SKYLIGHTRATIO40%.json
60 | 60 | 16 | 45 | 30% | 30% | 14400 | 38 | 38 | 0.76667 | 0.19167 | 47.9868 | 0.84854 | 48.8353 | WIDTH40_LENGTH30_HIGHT8_ORIENTATION315_WINDOWSRATIO40%_SKYLIGHTRATIO40%_3Dview.png | WIDTH40_LENGTH30_HIGHT8_ORIENTATION315_WINDOWSRATIO40%_SKYLIGHTRATIO40%.json
60 | 60 | 16 | 90 | 30% | 30% | 14400 | 38 | 38 | 0.76667 | 0.19167 | 48.0818 | 0.79998 | 48.8818 | WIDTH50_LENGTH30_HIGHT8_ORIENTATION315_WINDOWSRATIO40%_SKYLIGHTRATIO40%_3Dview.png | WIDTH50_LENGTH30_HIGHT8_ORIENTATION315_WINDOWSRATIO40%_SKYLIGHTRATIO40%.json
60 | 60 | 16 | 135 | 30% | 30% | 14400 | 38 | 38 | 0.76667 | 0.19167 | 47.9702 | 0.8554 | 48.8256 | WIDTH60_LENGTH30_HIGHT8_ORIENTATION315_WINDOWSRATIO40%_SKYLIGHTRATIO40%_3Dview.png | WIDTH60_LENGTH30_HIGHT8_ORIENTATION315_WINDOWSRATIO40%_SKYLIGHTRATIO40%.json
60 | 60 | 16 | 180 | 30% | 30% | 14400 | 38 | 38 | 0.76667 | 0.19167 | 48.0812 | 0.80077 | 48.882 | WIDTH30_LENGTH40_HIGHT8_ORIENTATION315_WINDOWSRATIO40%_SKYLIGHTRATIO40%_3Dview.png | WIDTH30_LENGTH40_HIGHT8_ORIENTATION315_WINDOWSRATIO40%_SKYLIGHTRATIO40%.json
60 | 60 | 16 | 225 | 30% | 30% | 14400 | 38 | 38 | 0.76667 | 0.19167 | 47.9834 | 0.85031 | 48.8337 | WIDTH40_LENGTH40_HIGHT8_ORIENTATION315_WINDOWSRATIO40%_SKYLIGHTRATIO40%_3Dview.png | WIDTH40_LENGTH40_HIGHT8_ORIENTATION315_WINDOWSRATIO40%_SKYLIGHTRATIO40%.json
60 | 60 | 16 | 270 | 30% | 30% | 14400 | 38 | 38 | 0.76667 | 0.19167 | 48.0818 | 0.79998 | 48.8818 | WIDTH50_LENGTH40_HIGHT8_ORIENTATION315_WINDOWSRATIO40%_SKYLIGHTRATIO40%_3Dview.png | WIDTH50_LENGTH40_HIGHT8_ORIENTATION315_WINDOWSRATIO40%_SKYLIGHTRATIO40%.json
60 | 60 | 16 | 315 | 30% | 30% | 14400 | 38 | 38 | 0.76667 | 0.19167 | 47.9729 | 0.85393 | 48.8269 | WIDTH60_LENGTH40_HIGHT8_ORIENTATION315_WINDOWSRATIO40%_SKYLIGHTRATIO40%_3Dview.png | WIDTH60_LENGTH40_HIGHT8_ORIENTATION315_WINDOWSRATIO40%_SKYLIGHTRATIO40%.json
60 | 60 | 16 | 0 | 40% | 30% | 14400 | 38 | 38 | 0.76667 | 0.19167 | 48.4794 | 0.69628 | 49.1757 | WIDTH30_LENGTH50_HIGHT8_ORIENTATION315_WINDOWSRATIO40%_SKYLIGHTRATIO40%_3Dview.png | WIDTH30_LENGTH50_HIGHT8_ORIENTATION315_WINDOWSRATIO40%_SKYLIGHTRATIO40%.json
60 | 60 | 16 | 45 | 40% | 30% | 14400 | 38 | 38 | 0.76667 | 0.19167 | 48.3791 | 0.74467 | 49.1238 | WIDTH40_LENGTH50_HIGHT8_ORIENTATION315_WINDOWSRATIO40%_SKYLIGHTRATIO40%_3Dview.png | WIDTH40_LENGTH50_HIGHT8_ORIENTATION315_WINDOWSRATIO40%_SKYLIGHTRATIO40%.json
60 | 60 | 16 | 90 | 40% | 30% | 14400 | 38 | 38 | 0.76667 | 0.19167 | 48.4802 | 0.69409 | 49.1743 | WIDTH50_LENGTH50_HIGHT8_ORIENTATION315_WINDOWSRATIO40%_SKYLIGHTRATIO40%_3Dview.png | WIDTH50_LENGTH50_HIGHT8_ORIENTATION315_WINDOWSRATIO40%_SKYLIGHTRATIO40%.json
60 | 60 | 16 | 135 | 40% | 30% | 14400 | 38 | 38 | 0.76667 | 0.19167 | 48.3635 | 0.75107 | 49.1146 | WIDTH60_LENGTH50_HIGHT8_ORIENTATION315_WINDOWSRATIO40%_SKYLIGHTRATIO40%_3Dview.png | WIDTH60_LENGTH50_HIGHT8_ORIENTATION315_WINDOWSRATIO40%_SKYLIGHTRATIO40%.json
60 | 60 | 16 | 180 | 40% | 30% | 14400 | 38 | 38 | 0.76667 | 0.19167 | 48.4794 | 0.69628 | 49.1757 | WIDTH30_LENGTH60_HIGHT8_ORIENTATION315_WINDOWSRATIO40%_SKYLIGHTRATIO40%_3Dview.png | WIDTH30_LENGTH60_HIGHT8_ORIENTATION315_WINDOWSRATIO40%_SKYLIGHTRATIO40%.json
60 | 60 | 16 | 225 | 40% | 30% | 14400 | 38 | 38 | 0.76667 | 0.19167 | 48.3759 | 0.7463 | 49.1222 | WIDTH40_LENGTH60_HIGHT8_ORIENTATION315_WINDOWSRATIO40%_SKYLIGHTRATIO40%_3Dview.png | WIDTH40_LENGTH60_HIGHT8_ORIENTATION315_WINDOWSRATIO40%_SKYLIGHTRATIO40%.json
60 | 60 | 16 | 270 | 40% | 30% | 14400 | 38 | 38 | 0.76667 | 0.19167 | 48.4802 | 0.69409 | 49.1743 | WIDTH50_LENGTH60_HIGHT8_ORIENTATION315_WINDOWSRATIO40%_SKYLIGHTRATIO40%_3Dview.png | WIDTH50_LENGTH60_HIGHT8_ORIENTATION315_WINDOWSRATIO40%_SKYLIGHTRATIO40%.json
60 | 60 | 16 | 315 | 40% | 30% | 14400 | 38 | 38 | 0.76667 | 0.19167 | 48.3651 | 0.75065 | 49.1158 | WIDTH60_LENGTH60_HIGHT8_ORIENTATION315_WINDOWSRATIO40%_SKYLIGHTRATIO40%_3Dview.png | WIDTH60_LENGTH60_HIGHT8_ORIENTATION315_WINDOWSRATIO40%_SKYLIGHTRATIO40%.json
60 | 60 | 16 | 0 | 10% | 40% | 14400 | 38 | 38 | 0.76667 | 0.19167 | 47.1476 | 1.0223 | 48.1699 | WIDTH30_LENGTH30_HIGHT12_ORIENTATION315_WINDOWSRATIO40%_SKYLIGHTRATIO40%_3Dview.png | WIDTH30_LENGTH30_HIGHT12_ORIENTATION315_WINDOWSRATIO40%_SKYLIGHTRATIO40%.json
60 | 60 | 16 | 45 | 10% | 40% | 14400 | 38 | 38 | 0.76667 | 0.19167 | 47.0788 | 1.0581 | 48.1369 | WIDTH40_LENGTH30_HIGHT12_ORIENTATION315_WINDOWSRATIO40%_SKYLIGHTRATIO40%_3Dview.png | WIDTH40_LENGTH30_HIGHT12_ORIENTATION315_WINDOWSRATIO40%_SKYLIGHTRATIO40%.json
60 | 60 | 16 | 90 | 10% | 40% | 14400 | 38 | 38 | 0.76667 | 0.19167 | 47.1475 | 1.022 | 48.1695 | WIDTH50_LENGTH30_HIGHT12_ORIENTATION315_WINDOWSRATIO40%_SKYLIGHTRATIO40%_3Dview.png | WIDTH50_LENGTH30_HIGHT12_ORIENTATION315_WINDOWSRATIO40%_SKYLIGHTRATIO40%.json
60 | 60 | 16 | 135 | 10% | 40% | 14400 | 38 | 38 | 0.76667 | 0.19167 | 47.0437 | 1.0718 | 48.1155 | WIDTH60_LENGTH30_HIGHT12_ORIENTATION315_WINDOWSRATIO40%_SKYLIGHTRATIO40%_3Dview.png | WIDTH60_LENGTH30_HIGHT12_ORIENTATION315_WINDOWSRATIO40%_SKYLIGHTRATIO40%.json
60 | 60 | 16 | 180 | 10% | 40% | 14400 | 38 | 38 | 0.76667 | 0.19167 | 47.1476 | 1.0223 | 48.1699 | WIDTH30_LENGTH40_HIGHT12_ORIENTATION315_WINDOWSRATIO40%_SKYLIGHTRATIO40%_3Dview.png | WIDTH30_LENGTH40_HIGHT12_ORIENTATION315_WINDOWSRATIO40%_SKYLIGHTRATIO40%.json
60 | 60 | 16 | 225 | 10% | 40% | 14400 | 38 | 38 | 0.76667 | 0.19167 | 47.0551 | 1.0675 | 48.1226 | WIDTH40_LENGTH40_HIGHT12_ORIENTATION315_WINDOWSRATIO40%_SKYLIGHTRATIO40%_3Dview.png | WIDTH40_LENGTH40_HIGHT12_ORIENTATION315_WINDOWSRATIO40%_SKYLIGHTRATIO40%.json
60 | 60 | 16 | 270 | 10% | 40% | 14400 | 38 | 38 | 0.76667 | 0.19167 | 47.1475 | 1.022 | 48.1695 | WIDTH50_LENGTH40_HIGHT12_ORIENTATION315_WINDOWSRATIO40%_SKYLIGHTRATIO40%_3Dview.png | WIDTH50_LENGTH40_HIGHT12_ORIENTATION315_WINDOWSRATIO40%_SKYLIGHTRATIO40%.json
60 | 60 | 16 | 315 | 10% | 40% | 14400 | 38 | 38 | 0.76667 | 0.19167 | 47.0535 | 1.0689 | 48.1224 | WIDTH60_LENGTH40_HIGHT12_ORIENTATION315_WINDOWSRATIO40%_SKYLIGHTRATIO40%_3Dview.png | WIDTH60_LENGTH40_HIGHT12_ORIENTATION315_WINDOWSRATIO40%_SKYLIGHTRATIO40%.json
60 | 60 | 16 | 0 | 20% | 40% | 14400 | 38 | 38 | 0.76667 | 0.19167 | 47.7527 | 0.87256 | 48.6253 | WIDTH30_LENGTH50_HIGHT12_ORIENTATION315_WINDOWSRATIO40%_SKYLIGHTRATIO40%_3Dview.png | WIDTH30_LENGTH50_HIGHT12_ORIENTATION315_WINDOWSRATIO40%_SKYLIGHTRATIO40%.json
60 | 60 | 16 | 45 | 20% | 40% | 14400 | 38 | 38 | 0.76667 | 0.19167 | 47.6723 | 0.91515 | 48.5874 | WIDTH40_LENGTH50_HIGHT12_ORIENTATION315_WINDOWSRATIO40%_SKYLIGHTRATIO40%_3Dview.png | WIDTH40_LENGTH50_HIGHT12_ORIENTATION315_WINDOWSRATIO40%_SKYLIGHTRATIO40%.json
60 | 60 | 16 | 90 | 20% | 40% | 14400 | 38 | 38 | 0.76667 | 0.19167 | 47.7526 | 0.87213 | 48.6247 | WIDTH50_LENGTH50_HIGHT12_ORIENTATION315_WINDOWSRATIO40%_SKYLIGHTRATIO40%_3Dview.png | WIDTH50_LENGTH50_HIGHT12_ORIENTATION315_WINDOWSRATIO40%_SKYLIGHTRATIO40%.json
60 | 60 | 16 | 135 | 20% | 40% | 14400 | 38 | 38 | 0.76667 | 0.19167 | 47.6414 | 0.9275 | 48.5689 | WIDTH60_LENGTH50_HIGHT12_ORIENTATION315_WINDOWSRATIO40%_SKYLIGHTRATIO40%_3Dview.png | WIDTH60_LENGTH50_HIGHT12_ORIENTATION315_WINDOWSRATIO40%_SKYLIGHTRATIO40%.json
60 | 60 | 16 | 180 | 20% | 40% | 14400 | 38 | 38 | 0.76667 | 0.19167 | 47.7527 | 0.87256 | 48.6253 | WIDTH30_LENGTH60_HIGHT12_ORIENTATION315_WINDOWSRATIO40%_SKYLIGHTRATIO40%_3Dview.png | WIDTH30_LENGTH60_HIGHT12_ORIENTATION315_WINDOWSRATIO40%_SKYLIGHTRATIO40%.json
60 | 60 | 16 | 225 | 20% | 40% | 14400 | 38 | 38 | 0.76667 | 0.19167 | 47.6512 | 0.92362 | 48.5748 | WIDTH40_LENGTH60_HIGHT12_ORIENTATION315_WINDOWSRATIO40%_SKYLIGHTRATIO40%_3Dview.png | WIDTH40_LENGTH60_HIGHT12_ORIENTATION315_WINDOWSRATIO40%_SKYLIGHTRATIO40%.json
60 | 60 | 16 | 270 | 20% | 40% | 14400 | 38 | 38 | 0.76667 | 0.19167 | 47.7526 | 0.87213 | 48.6247 | WIDTH50_LENGTH60_HIGHT12_ORIENTATION315_WINDOWSRATIO40%_SKYLIGHTRATIO40%_3Dview.png | WIDTH50_LENGTH60_HIGHT12_ORIENTATION315_WINDOWSRATIO40%_SKYLIGHTRATIO40%.json
60 | 60 | 16 | 315 | 20% | 40% | 14400 | 38 | 38 | 0.76667 | 0.19167 | 47.6496 | 0.92547 | 48.575 | WIDTH60_LENGTH60_HIGHT12_ORIENTATION315_WINDOWSRATIO40%_SKYLIGHTRATIO40%_3Dview.png | WIDTH60_LENGTH60_HIGHT12_ORIENTATION315_WINDOWSRATIO40%_SKYLIGHTRATIO40%.json
60 | 60 | 16 | 0 | 30% | 40% | 14400 | 38 | 38 | 0.76667 | 0.19167 | 48.2379 | 0.74989 | 48.9878 | WIDTH30_LENGTH30_HIGHT16_ORIENTATION315_WINDOWSRATIO40%_SKYLIGHTRATIO40%_3Dview.png | WIDTH30_LENGTH30_HIGHT16_ORIENTATION315_WINDOWSRATIO40%_SKYLIGHTRATIO40%.json
60 | 60 | 16 | 45 | 30% | 40% | 14400 | 38 | 38 | 0.76667 | 0.19167 | 48.1475 | 0.79383 | 48.9413 | WIDTH40_LENGTH30_HIGHT16_ORIENTATION315_WINDOWSRATIO40%_SKYLIGHTRATIO40%_3Dview.png | WIDTH40_LENGTH30_HIGHT16_ORIENTATION315_WINDOWSRATIO40%_SKYLIGHTRATIO40%.json
60 | 60 | 16 | 90 | 30% | 40% | 14400 | 38 | 38 | 0.76667 | 0.19167 | 48.238 | 0.74941 | 48.9874 | WIDTH50_LENGTH30_HIGHT16_ORIENTATION315_WINDOWSRATIO40%_SKYLIGHTRATIO40%_3Dview.png | WIDTH50_LENGTH30_HIGHT16_ORIENTATION315_WINDOWSRATIO40%_SKYLIGHTRATIO40%.json
60 | 60 | 16 | 135 | 30% | 40% | 14400 | 38 | 38 | 0.76667 | 0.19167 | 48.1205 | 0.80563 | 48.9262 | WIDTH60_LENGTH30_HIGHT16_ORIENTATION315_WINDOWSRATIO40%_SKYLIGHTRATIO40%_3Dview.png | WIDTH60_LENGTH30_HIGHT16_ORIENTATION315_WINDOWSRATIO40%_SKYLIGHTRATIO40%.json
60 | 60 | 16 | 180 | 30% | 40% | 14400 | 38 | 38 | 0.76667 | 0.19167 | 48.2379 | 0.74989 | 48.9878 | WIDTH30_LENGTH40_HIGHT16_ORIENTATION315_WINDOWSRATIO40%_SKYLIGHTRATIO40%_3Dview.png | WIDTH30_LENGTH40_HIGHT16_ORIENTATION315_WINDOWSRATIO40%_SKYLIGHTRATIO40%.json
60 | 60 | 16 | 225 | 30% | 40% | 14400 | 38 | 38 | 0.76667 | 0.19167 | 48.1291 | 0.80222 | 48.9313 | WIDTH40_LENGTH40_HIGHT16_ORIENTATION315_WINDOWSRATIO40%_SKYLIGHTRATIO40%_3Dview.png | WIDTH40_LENGTH40_HIGHT16_ORIENTATION315_WINDOWSRATIO40%_SKYLIGHTRATIO40%.json
60 | 60 | 16 | 270 | 30% | 40% | 14400 | 38 | 38 | 0.76667 | 0.19167 | 48.238 | 0.74941 | 48.9874 | WIDTH50_LENGTH40_HIGHT16_ORIENTATION315_WINDOWSRATIO40%_SKYLIGHTRATIO40%_3Dview.png | WIDTH50_LENGTH40_HIGHT16_ORIENTATION315_WINDOWSRATIO40%_SKYLIGHTRATIO40%.json
60 | 60 | 16 | 315 | 30% | 40% | 14400 | 38 | 38 | 0.76667 | 0.19167 | 48.1262 | 0.80387 | 48.9301 | WIDTH60_LENGTH40_HIGHT16_ORIENTATION315_WINDOWSRATIO40%_SKYLIGHTRATIO40%_3Dview.png | WIDTH60_LENGTH40_HIGHT16_ORIENTATION315_WINDOWSRATIO40%_SKYLIGHTRATIO40%.json
60 | 60 | 16 | 0 | 40% | 40% | 14400 | 38 | 38 | 0.76667 | 0.19167 | 48.6179 | 0.64847 | 49.2664 | WIDTH30_LENGTH50_HIGHT16_ORIENTATION315_WINDOWSRATIO40%_SKYLIGHTRATIO40%_3Dview.png | WIDTH30_LENGTH50_HIGHT16_ORIENTATION315_WINDOWSRATIO40%_SKYLIGHTRATIO40%.json
60 | 60 | 16 | 45 | 40% | 40% | 14400 | 38 | 38 | 0.76667 | 0.19167 | 48.5211 | 0.69211 | 49.2132 | WIDTH40_LENGTH50_HIGHT16_ORIENTATION315_WINDOWSRATIO40%_SKYLIGHTRATIO40%_3Dview.png | WIDTH40_LENGTH50_HIGHT16_ORIENTATION315_WINDOWSRATIO40%_SKYLIGHTRATIO40%.json
60 | 60 | 16 | 90 | 40% | 40% | 14400 | 38 | 38 | 0.76667 | 0.19167 | 48.6181 | 0.64781 | 49.2659 | WIDTH50_LENGTH50_HIGHT16_ORIENTATION315_WINDOWSRATIO40%_SKYLIGHTRATIO40%_3Dview.png | WIDTH50_LENGTH50_HIGHT16_ORIENTATION315_WINDOWSRATIO40%_SKYLIGHTRATIO40%.json
60 | 60 | 16 | 135 | 40% | 40% | 14400 | 38 | 38 | 0.76667 | 0.19167 | 48.4954 | 0.70606 | 49.2014 | WIDTH60_LENGTH50_HIGHT16_ORIENTATION315_WINDOWSRATIO40%_SKYLIGHTRATIO40%_3Dview.png | WIDTH60_LENGTH50_HIGHT16_ORIENTATION315_WINDOWSRATIO40%_SKYLIGHTRATIO40%.json
60 | 60 | 16 | 180 | 40% | 40% | 14400 | 38 | 38 | 0.76667 | 0.19167 | 48.6179 | 0.64847 | 49.2664 | WIDTH30_LENGTH60_HIGHT16_ORIENTATION315_WINDOWSRATIO40%_SKYLIGHTRATIO40%_3Dview.png | WIDTH30_LENGTH60_HIGHT16_ORIENTATION315_WINDOWSRATIO40%_SKYLIGHTRATIO40%.json
60 | 60 | 16 | 225 | 40% | 40% | 14400 | 38 | 38 | 0.76667 | 0.19167 | 48.5034 | 0.70238 | 49.2058 | WIDTH40_LENGTH60_HIGHT16_ORIENTATION315_WINDOWSRATIO40%_SKYLIGHTRATIO40%_3Dview.png | WIDTH40_LENGTH60_HIGHT16_ORIENTATION315_WINDOWSRATIO40%_SKYLIGHTRATIO40%.json
60 | 60 | 16 | 270 | 40% | 40% | 14400 | 38 | 38 | 0.76667 | 0.19167 | 48.6181 | 0.64781 | 49.2659 | WIDTH50_LENGTH60_HIGHT16_ORIENTATION315_WINDOWSRATIO40%_SKYLIGHTRATIO40%_3Dview.png | WIDTH50_LENGTH60_HIGHT16_ORIENTATION315_WINDOWSRATIO40%_SKYLIGHTRATIO40%.json
60 | 60 | 16 | 315 | 40% | 40% | 14400 | 38 | 38 | 0.76667 | 0.19167 | 48.5005 | 0.70333 | 49.2038 | WIDTH60_LENGTH60_HIGHT16_ORIENTATION315_WINDOWSRATIO40%_SKYLIGHTRATIO40%_3Dview.png | WIDTH60_LENGTH60_HIGHT16_ORIENTATION315_WINDOWSRATIO40%_SKYLIGHTRATIO40%.json

## data description
1 | in:HIGHT | Building height | ارتفاع المبنى
2 | in:ORIENTATION | The orientation of the building is measured at an angle that rotates clockwise from the north | توجيه المبنى ويقاس بزاوية تدور باتجاه الساعة من جهة الشمال
3 | in:WINDOWS RATIO | Percentage of glass facades in the building | نسبة الواجهات الزجاجية في المبنى
4 | in:SKYLIGHT RATIO | The percentage of light penetration from the upper canopy above the open space | نسبة نفاذ الضوء من المظللة الفوقية أعلى المساحة المفتوحة
5 | out:AREA | Court space/open space | مساحة الكورت/المساحة المفتوحة
6 | out:COURT LENGTH | Court length/open space | طول الكورت/المساحة المفتوحة
7 | out:COURT WIDTH | Width of the court/open space | عرض الكورت/المساحة المفتوحة
8 | out:FORM FACTOR | Shape the building block as a 3D block | شكل كتلة البناء ككتلة ثلاثية الأبعاد
9 | out:S/V RATIO | An adjective that reflects the shape of a building block | صفة تعكس شكل كتلة البناء
10 | out:COOLING LOAD (KWH/M2) | The load required during a year for cooling | الحمل المطلوب خلال عام للتبريد
11 | out:HEATING LOAD (KWH/M2) | The load required during a year for heating | الحمل المطلوب خلال عام للتسخين
12 | out:TOTAL LOAD (KWH/M2) | Total load required | إجمالي الحمل المطلوب
​